{"text_format":"1","workbook":"xlsx","n_sheets":2,"sheets":["MyVallox 245 VKL","Data"],"not_rendered":{"charts":0,"images":12,"macros":1,"external_links":0,"defined_names":1,"comments":0,"pivot_tables":0},"unopened":[],"bounds":{"document_bytes":16777216,"sheet_cells":100000,"rows_first":2000,"rows_last":500,"rows_between":2000,"halvings":0,"cell_chars":16384,"cell_head_chars":4096},"cells_cut":0,"cells_raw":0,"read":"whole","date_system":"1900"}

{"sheet":"MyVallox 245 VKL","index":0,"n_rows":33,"n_cols":13,"rows_kept":33,"cut":false,"hidden":false,"merged":[[5,4,5,7],[6,4,6,7]]}
[null,"v0_4"]
["FIN",null,null,null,"MyVallox 245 VKL"]
["MT",null,null,null,"Patterin mitoitus"]
[]
[null,null,null,null,null,null,null,null,null,null,null,null,""]
[null,null,null,"Kohde:"]
[null,null,null,"Osoite:"]
[]
[null,"                                    Laske                        Tyhjennä"]
[]
[null,"Ulkoilman lämpötila",null,"°C"]
[null,"Ilmavirta",null,"l/s",null,33.464874999999999]
[null,"Poistoilman lämpötila",null,"°C"]
[null,"Tuloilman asetuslämpötila",null,"°C",null,"Mitoitus meno- ja paluuveden lämpötilan mukaan"]
[null,null,null,null,null,"Mitoitus menoveden lämpötilan ja patterin tilavuusvirran mukaan"]
[null,"Patterin menoveden lämpötila",null,"°C"]
[null,"Patterin paluuveden lämpötila",null,"°C"]
[]
[null,"Tuloilman lämpötila ennen jälkilämmitystä",null,"°C"]
[null,"Jäteilman lämpötila",null,"°C"]
[]
[null,"Ilman lämpötilan muutos",null,"°C"]
[null,"Ilman energiasisältö",null,"kJ/kg°C"]
[null,"Ilman tiheys",null,"kg/m3"]
[null,"Ilman massavirta",null,"m3/s"]
[null,"Jälkilämmityspatterin tehontarve",null,"kW"]
[]
[]
[null,"Veden energiasisältö",null,"kJ/kg°C"]
[null,"Veden tiheys",null,"kg/dm3"]
[null,"Patterin massavirta",null,"kg/s"]
[null,"Patterin painehäviö (vesi)",null,"kPa"]
[null,"Veden virtausnopeus",null,"m/s"]

{"sheet":"Data","index":1,"n_rows":12724,"n_cols":8,"rows_kept":4500,"cut":true,"hidden":true,"merged":[],"bounds":{"rows_first":2000,"rows_last":500,"rows_between":2000,"halvings":0}}
[]
["Ilmavirta","Ilman tulolämpötila","Ilman lähtölämpötila","Menonesteen lämpötila","Paluunesteen lämpötila","Nesteen massavirta","Patterin painehäviö","Patterin teho"]
["Vilma","T1","T2","T3","T4","Mneste","dpneste","Teho"]
["m³/s","C","C","C","C","kg/s","kPa","kW"]
[0.2,-30,-7.0022000000000002,70,-25.402999999999999,1.53746E-2,0.42986186358096545,6.2683]
[0.2,-30,7.6729000000000003,70,-6.1345000000000001,0.03,1.6366800000000004,9.6694999999999993]
[0.2,-30,15.375,70,10.56,4.4999999999999998E-2,3.6825299999999999,11.26]
[0.2,-30,19.704999999999998,70,21.937000000000001,0.06,6.5467200000000014,12.106999999999999]
[0.2,-30,22.425000000000001,70,29.85,7.4999999999999997E-2,10.22925,12.631]
[0.2,-30,24.277999999999999,70,35.594999999999999,0.09,14.730119999999999,12.984999999999999]
[0.2,-30,25.617000000000001,70,39.932000000000002,0.105,20.049329999999998,13.238]
[0.2,-30,26.626999999999999,70,43.311999999999998,0.12,26.186880000000006,13.429]
[0.2,-30,27.416,70,46.017000000000003,0.13500000000000001,33.142770000000013,13.577999999999999]
[0.2,-30,28.048999999999999,70,48.228000000000002,0.15,40.917000000000002,13.603]
[0.2,-25,-2.9633000000000003,70,-20.668174999999998,1.5291625E-2,0.42527211191413444,5.9059499999999998]
[0.2,-25,11.127175000000001,70,-2.2568250000000001,0.03,1.6366800000000004,9.1688749999999999]
[0.2,-25,18.4375,70,13.604500000000002,4.4999999999999998E-2,3.6825299999999999,10.6814]
[0.2,-25,22.538499999999999,70,24.405000000000001,0.06,6.5467200000000014,11.4861]
[0.2,-25,25.112000000000002,70,31.914000000000001,7.4999999999999997E-2,10.22925,11.9825]
[0.2,-25,26.863999999999997,70,37.3645,0.09,14.730119999999999,12.31775]
[0.2,-25,28.1295,70,41.478999999999999,0.105,20.049329999999998,12.557499999999999]
[0.2,-25,29.083999999999996,70,44.685249999999996,0.12,26.186880000000006,12.7385]
[0.2,-25,29.829250000000002,70,47.251249999999999,0.13500000000000001,33.142770000000013,12.8795]
[0.2,-25,30.427249999999997,70,49.348500000000001,0.15,40.917000000000002,12.903500000000001]
[{"$f":"(A5+A109)/2","v":0.2},-20,1.0755999999999997,70,-15.933349999999999,1.5208650000000001E-2,0.42068236024730343,5.5435999999999996]
[{"$f":"(A6+A113)/2","v":0.2},-20,14.58145,70,1.6208500000000003,0.03,1.6366800000000004,8.6682500000000005]
[{"$f":"(A7+A117)/2","v":0.2},-20,21.5,70,16.649000000000001,4.4999999999999998E-2,3.6825299999999999,10.1028]
[{"$f":"(A8+A121)/2","v":0.2},-20,25.372,70,26.873000000000001,0.06,6.5467200000000014,10.8652]
[{"$f":"(A9+A125)/2","v":0.2},-20,27.798999999999999,70,33.978000000000002,7.4999999999999997E-2,10.22925,11.334]
[{"$f":"(A10+A129)/2","v":0.2},-20,29.45,70,39.134,0.09,14.730119999999999,11.650500000000001]
[{"$f":"(A11+A133)/2","v":0.2},-20,30.642000000000003,70,43.025999999999996,0.105,20.049329999999998,11.876999999999999]
[{"$f":"(A12+A137)/2","v":0.2},-20,31.540999999999997,70,46.058499999999995,0.12,26.186880000000006,12.048]
[{"$f":"(A13+A141)/2","v":0.2},-20,32.2425,70,48.485500000000002,0.13500000000000001,33.142770000000013,12.181000000000001]
[{"$f":"(A14+A145)/2","v":0.2},-20,32.805499999999995,70,50.469000000000001,0.15,40.917000000000002,12.204000000000001]
[{"$f":"(A25+A109)/2","v":0.2},-15,5.1144999999999996,70,-11.198525,1.5125675000000002E-2,0.41609260858047242,5.1812499999999995]
[0.2,-15,8.3448062499999995,70,-7.0242624999999999,1.8844256250000004E-2,0.72123945643535436,5.9278437499999992]
[0.2,-15,11.575112499999999,70,-2.8499999999999996,2.2562837500000002E-2,1.0263863042902364,6.6744374999999998]
[0.2,-15,14.805418749999999,70,1.3242625000000006,2.628141875E-2,1.3315331521451184,7.4210312500000004]
[{"$f":"(A26+A113)/2","v":0.2},-15,18.035724999999999,70,5.4985250000000008,0.03,1.6366800000000004,8.167625000000001]
[0.2,-15,19.66741875,70,9.0472687500000006,3.3750000000000002E-2,2.1481425000000001,8.5067687500000009]
[0.2,-15,21.2991125,70,12.596012500000001,3.7499999999999999E-2,2.659605,8.8459125000000007]
[0.2,-15,22.93080625,70,16.14475625,4.1249999999999995E-2,3.1710674999999999,9.1850562500000006]
[{"$f":"(A27+A117)/2","v":0.2},-15,24.5625,70,19.6935,4.4999999999999998E-2,3.6825299999999999,9.5242000000000004]
[0.2,-15,25.47325,70,22.105375000000002,4.8750000000000002E-2,4.3985775,9.704225000000001]
[0.2,-15,26.384,70,24.517250000000001,5.2499999999999998E-2,5.1146250000000002,9.8842499999999998]
[0.2,-15,27.294750000000001,70,26.929124999999999,5.6249999999999994E-2,5.8306725000000004,10.064274999999999]
[{"$f":"(A28+A121)/2","v":0.2},-15,28.205500000000001,70,29.341000000000001,0.06,6.5467200000000014,10.244299999999999]
[0.2,-15,28.775625000000002,70,31.016250000000003,6.3750000000000001E-2,7.4673525000000005,10.3546]
[0.2,-15,29.345750000000002,70,32.691500000000005,6.7500000000000004E-2,8.3879850000000005,10.4649]
[0.2,-15,29.915875,70,34.366750000000003,7.1250000000000008E-2,9.3086175000000004,10.575200000000001]
[{"$f":"(A29+A125)/2","v":0.2},-15,30.486000000000001,70,36.042000000000002,7.4999999999999997E-2,10.22925,10.685500000000001]
[0.2,-15,30.8735,70,37.257375000000003,7.8749999999999987E-2,11.3544675,10.759937500000001]
[0.2,-15,31.261000000000003,70,38.472750000000005,8.249999999999999E-2,12.479685,10.834375000000001]
[0.2,-15,31.648500000000002,70,39.688124999999999,8.6249999999999993E-2,13.6049025,10.908812500000002]
[{"$f":"(A30+A129)/2","v":0.2},-15,32.036000000000001,70,40.903500000000001,0.09,14.730119999999999,10.983250000000002]
[0.2,-15,32.315624999999997,70,41.820875000000001,9.375E-2,16.059922499999999,11.036562500000002]
[0.2,-15,32.59525,70,42.738249999999994,9.7500000000000003E-2,17.389724999999999,11.089875000000001]
[0.2,-15,32.874875000000003,70,43.655624999999993,0.10125000000000001,18.719527499999998,11.1431875]
[{"$f":"(A31+A133)/2","v":0.2},-15,33.154499999999999,70,44.572999999999993,0.105,20.049329999999998,11.1965]
[0.2,-15,33.365375,70,45.28768749999999,0.10874999999999999,21.583717499999999,11.236750000000001]
[0.2,-15,33.576250000000002,70,46.002374999999994,0.11249999999999999,23.118105,11.277000000000001]
[0.2,-15,33.787125000000003,70,46.717062499999997,0.11624999999999999,24.652492500000001,11.317250000000001]
[{"$f":"(A32+A137)/2","v":0.2},-15,33.997999999999998,70,47.431749999999994,0.12,26.186880000000006,11.3575]
[0.2,-15,34.162437499999996,70,48.003749999999997,0.12375,27.925852500000005,11.388750000000002]
[0.2,-15,34.326875000000001,70,48.575749999999999,0.1275,29.664825000000008,11.420000000000002]
[0.2,-15,34.491312499999999,70,49.147750000000002,0.13125000000000001,31.40379750000001,11.451250000000002]
[{"$f":"(A33+A141)/2","v":0.2},-15,34.655749999999998,70,49.719750000000005,0.13500000000000001,33.142770000000013,11.482500000000002]
[0.2,-15,34.787749999999996,70,50.187187500000007,0.13875000000000001,35.08632750000001,11.488000000000001]
[0.2,-15,34.919749999999993,70,50.654625000000003,0.14250000000000002,37.029885000000007,11.493500000000001]
[0.2,-15,35.051749999999998,70,51.122062499999998,0.14624999999999999,38.973442500000004,11.499000000000001]
[{"$f":"(A34+A145)/2","v":0.2},-15,35.183749999999996,70,51.589500000000001,0.15,40.917000000000002,11.5045]
[{"$f":"(A35+A109)/2","v":0.2},-12.5,7.1339499999999996,70,-8.8311124999999997,1.5084187500000002E-2,0.41379773274705689,5.0000749999999989]
[0.2,-12.5,10.291178124999998,70,-4.7639937499999991,1.8813140625000002E-2,0.71951829956029267,5.7293843749999995]
[0.2,-12.5,13.448406249999998,70,-0.69687499999999947,2.2542093749999999E-2,1.0252388663735286,6.4586937500000001]
[0.2,-12.5,16.605634374999998,70,3.3702437500000006,2.6271046874999999E-2,1.3309594331867645,7.1880031249999998]
[{"$f":"(A39+A113)/2","v":0.2},-12.5,19.762862499999997,70,7.4373625000000008,0.03,1.6366800000000004,7.9173125000000004]
[0.2,-12.5,21.345584374999998,70,10.881959375000001,3.3750000000000002E-2,2.1481425000000001,8.246709375]
[0.2,-12.5,22.928306249999999,70,14.326556249999999,3.7499999999999999E-2,2.659605,8.5761062500000005]
[0.2,-12.5,24.511028124999999,70,17.771153124999998,4.1249999999999995E-2,3.1710674999999999,8.9055031249999992]
[{"$f":"(A43+A117)/2","v":0.2},-12.5,26.09375,70,21.21575,4.4999999999999998E-2,3.6825299999999999,9.2348999999999997]
[0.2,-12.5,26.975875000000002,70,23.555562500000001,4.8750000000000002E-2,4.3985775,9.4096374999999988]
[0.2,-12.5,27.858000000000001,70,25.895375000000001,5.2499999999999998E-2,5.1146250000000002,9.5843749999999996]
[0.2,-12.5,28.740124999999999,70,28.235187500000002,5.6249999999999994E-2,5.8306725000000004,9.7591125000000005]
[{"$f":"(A47+A121)/2","v":0.2},-12.5,29.622250000000001,70,30.575000000000003,0.06,6.5467200000000014,9.9338499999999996]
[0.2,-12.5,30.174062500000002,70,32.199750000000002,6.3750000000000001E-2,7.4673525000000005,10.040700000000001]
[0.2,-12.5,30.725875000000002,70,33.8245,6.7500000000000004E-2,8.3879850000000005,10.147550000000001]
[0.2,-12.5,31.277687500000003,70,35.449249999999999,7.1250000000000008E-2,9.3086175000000004,10.2544]
[{"$f":"(A51+A125)/2","v":0.2},-12.5,31.829500000000003,70,37.073999999999998,7.4999999999999997E-2,10.22925,10.361250000000002]
[0.2,-12.5,32.204374999999999,70,38.252562499999996,7.8749999999999987E-2,11.3544675,10.433343750000002]
[0.2,-12.5,32.579250000000002,70,39.431125000000002,8.249999999999999E-2,12.479685,10.505437500000001]
[0.2,-12.5,32.954125000000005,70,40.609687500000007,8.6249999999999993E-2,13.6049025,10.57753125]
[{"$f":"(A55+A129)/2","v":0.2},-12.5,33.329000000000001,70,41.788250000000005,0.09,14.730119999999999,10.649625]
[0.2,-12.5,33.599437500000001,70,42.677812500000002,9.375E-2,16.059922499999999,10.701281250000001]
[0.2,-12.5,33.869875,70,43.567374999999998,9.7500000000000003E-2,17.389724999999999,10.7529375]
[0.2,-12.5,34.1403125,70,44.456937499999995,0.10125000000000001,18.719527499999998,10.804593749999999]
[{"$f":"(A59+A133)/2","v":0.2},-12.5,34.41075,70,45.346499999999992,0.105,20.049329999999998,10.856249999999999]
[0.2,-12.5,34.614687500000002,70,46.039468749999997,0.10874999999999999,21.583717499999999,10.895249999999999]
[0.2,-12.5,34.818624999999997,70,46.732437499999996,0.11249999999999999,23.118105,10.934249999999999]
[0.2,-12.5,35.022562499999999,70,47.425406249999995,0.11624999999999999,24.652492500000001,10.97325]
[{"$f":"(A63+A137)/2","v":0.2},-12.5,35.226500000000001,70,48.118375,0.12,26.186880000000006,11.01225]
[0.2,-12.5,35.385468750000001,70,48.673000000000002,0.12375,27.925852500000005,11.0425]
[0.2,-12.5,35.544437500000001,70,49.227625000000003,0.1275,29.664825000000008,11.072749999999999]
[0.2,-12.5,35.70340625,70,49.782250000000005,0.13125000000000001,31.40379750000001,11.103]
[{"$f":"(A67+A141)/2","v":0.2},-12.5,35.862375,70,50.336875000000006,0.13500000000000001,33.142770000000013,11.13325]
[0.2,-12.5,35.989999999999995,70,50.790093750000004,0.13875000000000001,35.08632750000001,11.138625000000001]
[0.2,-12.5,36.117624999999997,70,51.243312500000002,0.14250000000000002,37.029885000000007,11.144]
[0.2,-12.5,36.245249999999999,70,51.69653125,0.14624999999999999,38.973442500000004,11.149374999999999]
[{"$f":"(A71+A145)/2","v":0.2},-12.5,36.372874999999993,70,52.149749999999997,0.15,40.917000000000002,11.15475]
[0.2,-10,9.1533999999999995,70,-6.4637000000000002,1.5042700000000001E-2,0.41150285691364141,4.8188999999999993]
[0.2,-10,12.237549999999999,70,-2.5037250000000002,1.8782025000000001E-2,0.7177971426852312,5.5309249999999999]
[0.2,-10,15.3217,70,1.4562500000000003,2.2521349999999999E-2,1.024091428456821,6.2429499999999996]
[0.2,-10,18.405850000000001,70,5.4162250000000007,2.6260674999999997E-2,1.3303857142284108,6.9549749999999992]
[0.2,-10,21.49,70,9.3762000000000008,0.03,1.6366800000000004,7.6669999999999998]
[0.2,-10,23.02375,70,12.71665,3.3750000000000002E-2,2.1481425000000001,7.98665]
[0.2,-10,24.557499999999997,70,16.057099999999998,3.7499999999999999E-2,2.659605,8.3063000000000002]
[0.2,-10,26.091249999999999,70,19.397549999999999,4.1249999999999995E-2,3.1710674999999999,8.6259499999999996]
[0.2,-10,27.625,70,22.738,4.4999999999999998E-2,3.6825299999999999,8.9456000000000007]
[0.2,-10,28.4785,70,25.005749999999999,4.8750000000000002E-2,4.3985775,9.1150500000000001]
[0.2,-10,29.332000000000001,70,27.273499999999999,5.2499999999999998E-2,5.1146250000000002,9.2845000000000013]
[0.2,-10,30.185500000000001,70,29.541249999999998,5.6249999999999994E-2,5.8306725000000004,9.4539500000000007]
[0.2,-10,31.039000000000001,70,31.809000000000001,0.06,6.5467200000000014,9.6234000000000002]
[0.2,-10,31.572500000000002,70,33.383250000000004,6.3750000000000001E-2,7.4673525000000005,9.7268000000000008]
[0.2,-10,32.106000000000002,70,34.957500000000003,6.7500000000000004E-2,8.3879850000000005,9.8302000000000014]
[0.2,-10,32.639499999999998,70,36.531750000000002,7.1250000000000008E-2,9.3086175000000004,9.933600000000002]
[0.2,-10,33.173000000000002,70,38.106000000000002,7.4999999999999997E-2,10.22925,10.037000000000001]
[0.2,-10,33.535250000000005,70,39.247749999999996,7.8749999999999987E-2,11.3544675,10.106750000000002]
[0.2,-10,33.897500000000001,70,40.389499999999998,8.249999999999999E-2,12.479685,10.176500000000001]
[0.2,-10,34.259749999999997,70,41.53125,8.6249999999999993E-2,13.6049025,10.24625]
[0.2,-10,34.622,70,42.673000000000002,0.09,14.730119999999999,10.316000000000001]
[0.2,-10,34.883250000000004,70,43.534750000000003,9.375E-2,16.059922499999999,10.366]
[0.2,-10,35.144500000000001,70,44.396500000000003,9.7500000000000003E-2,17.389724999999999,10.416]
[0.2,-10,35.405749999999998,70,45.258250000000004,0.10125000000000001,18.719527499999998,10.466000000000001]
[0.2,-10,35.667000000000002,70,46.12,0.105,20.049329999999998,10.516]
[0.2,-10,35.864000000000004,70,46.791249999999998,0.10874999999999999,21.583717499999999,10.553750000000001]
[0.2,-10,36.061,70,47.462499999999999,0.11249999999999999,23.118105,10.5915]
[0.2,-10,36.257999999999996,70,48.133749999999999,0.11624999999999999,24.652492500000001,10.629249999999999]
[0.2,-10,36.454999999999998,70,48.805,0.12,26.186880000000006,10.667]
[0.2,-10,36.608499999999999,70,49.34225,0.12375,27.925852500000005,10.696249999999999]
[0.2,-10,36.762,70,49.8795,0.1275,29.664825000000008,10.7255]
[0.2,-10,36.915500000000002,70,50.41675,0.13125000000000001,31.40379750000001,10.754750000000001]
[0.2,-10,37.069000000000003,70,50.954000000000001,0.13500000000000001,33.142770000000013,10.784000000000001]
[0.2,-10,37.192250000000001,70,51.393000000000001,0.13875000000000001,35.08632750000001,10.789249999999999]
[0.2,-10,37.3155,70,51.832000000000001,0.14250000000000002,37.029885000000007,10.794499999999999]
[0.2,-10,37.438749999999999,70,52.271000000000001,0.14624999999999999,38.973442500000004,10.79975]
[0.2,-10,37.561999999999998,70,52.71,0.15,40.917000000000002,10.805]
[0.2,-7.5,11.162475000000001,70,-4.0594875000000004,1.5050975000000001E-2,0.41195658914552274,4.7002624999999991]
[0.2,-7.5,14.153012500000001,70,-0.22054062500000016,1.8788231250000002E-2,0.71813744185914219,5.3826374999999995]
[0.2,-7.5,17.143550000000001,70,3.61840625,2.25254875E-2,1.0243182945727616,6.0650124999999999]
[0.2,-7.5,20.1340875,70,7.457353125,2.6262743749999998E-2,1.330499147286381,6.7473875000000003]
[0.2,-7.5,23.124625000000002,70,11.2963,0.03,1.6366800000000004,7.4297624999999998]
[0.2,-7.5,24.609562500000003,70,14.532506250000001,3.3750000000000002E-2,2.1481425000000001,7.7379093749999992]
[0.2,-7.5,26.0945,70,17.768712499999999,3.7499999999999999E-2,2.659605,8.0460562499999995]
[0.2,-7.5,27.579437499999997,70,21.004918750000002,4.1249999999999995E-2,3.1710674999999999,8.3542031249999997]
[0.2,-7.5,29.064374999999998,70,24.241125,4.4999999999999998E-2,3.6825299999999999,8.66235]
[0.2,-7.5,29.89,70,26.4371875,4.8750000000000002E-2,4.3985775,8.8260593749999998]
[0.2,-7.5,30.715624999999999,70,28.633250000000004,5.2499999999999998E-2,5.1146250000000002,8.9897687499999996]
[0.2,-7.5,31.541249999999998,70,30.829312500000004,5.6249999999999994E-2,5.8306725000000004,9.1534781249999995]
[0.2,-7.5,32.366875,70,33.025375000000004,0.06,6.5467200000000014,9.3171874999999993]
[0.2,-7.5,32.882687500000003,70,34.549656249999998,6.3750000000000001E-2,7.4673525000000005,9.4172218749999992]
[0.2,-7.5,33.398499999999999,70,36.0739375,6.7500000000000004E-2,8.3879850000000005,9.5172562499999991]
[0.2,-7.5,33.914312500000001,70,37.598218750000001,7.1250000000000008E-2,9.3086175000000004,9.617290624999999]
[0.2,-7.5,34.430125000000004,70,39.122500000000002,7.4999999999999997E-2,10.22925,9.7173250000000007]
[0.2,-7.5,34.780312500000001,70,40.227968750000002,7.8749999999999987E-2,11.3544675,9.7848156250000002]
[0.2,-7.5,35.130499999999998,70,41.333437500000002,8.249999999999999E-2,12.479685,9.8523062500000016]
[0.2,-7.5,35.480687500000002,70,42.438906250000002,8.6249999999999993E-2,13.6049025,9.9197968750000012]
[0.2,-7.5,35.830874999999999,70,43.544375000000002,0.09,14.730119999999999,9.9872875000000008]
[0.2,-7.5,36.083375000000004,70,44.378656250000006,9.375E-2,16.059922499999999,10.035684375000001]
[0.2,-7.5,36.335875000000001,70,45.212937500000002,9.7500000000000003E-2,17.389724999999999,10.084081250000001]
[0.2,-7.5,36.588374999999999,70,46.047218749999999,0.10125000000000001,18.719527499999998,10.132478125]
[0.2,-7.5,36.840874999999997,70,46.881500000000003,0.105,20.049329999999998,10.180875]
[0.2,-7.5,37.03125,70,47.531374999999997,0.10874999999999999,21.583717499999999,10.217400000000001]
[0.2,-7.5,37.221624999999996,70,48.181249999999999,0.11249999999999999,23.118105,10.253925000000001]
[0.2,-7.5,37.411999999999992,70,48.831125,0.11624999999999999,24.652492500000001,10.29045]
[0.2,-7.5,37.602374999999995,70,49.480999999999995,0.12,26.186880000000006,10.326975000000001]
[0.2,-7.5,37.750718749999997,70,50.001124999999995,0.12375,27.925852500000005,10.355287500000001]
[0.2,-7.5,37.899062499999999,70,50.521249999999995,0.1275,29.664825000000008,10.383600000000001]
[0.2,-7.5,38.047406250000002,70,51.041374999999995,0.13125000000000001,31.40379750000001,10.411912500000001]
[0.2,-7.5,38.195750000000004,70,51.561499999999995,0.13500000000000001,33.142770000000013,10.440225000000002]
[0.2,-7.5,38.314843750000001,70,51.986499999999992,0.13875000000000001,35.08632750000001,10.445293750000001]
[0.2,-7.5,38.433937499999999,70,52.411499999999997,0.14250000000000002,37.029885000000007,10.450362500000001]
[0.2,-7.5,38.553031249999997,70,52.836500000000001,0.14624999999999999,38.973442500000004,10.45543125]
[0.2,-7.5,38.672124999999994,70,53.261499999999998,0.15,40.917000000000002,10.4605]
[0.2,-5,13.17155,70,-1.6552750000000003,1.505925E-2,0.41241032137740408,4.5816249999999989]
[0.2,-5,16.068474999999999,70,2.0626437499999999,1.8794437499999997E-2,0.71847774103305317,5.2343499999999992]
[0.2,-5,18.965400000000002,70,5.7805625000000003,2.2529624999999998E-2,1.0245451606887022,5.8870749999999994]
[0.2,-5,21.862325000000002,70,9.4984812500000011,2.6264812499999998E-2,1.3306125803443511,6.5397999999999996]
[0.2,-5,24.759250000000002,70,13.2164,0.03,1.6366800000000004,7.1925249999999998]
[0.2,-5,26.195375000000002,70,16.3483625,3.3750000000000002E-2,2.1481425000000001,7.4891687500000002]
[0.2,-5,27.631500000000003,70,19.480325000000001,3.7499999999999999E-2,2.659605,7.7858125000000005]
[0.2,-5,29.067625,70,22.612287500000001,4.1249999999999995E-2,3.1710674999999999,8.0824562499999999]
[0.2,-5,30.50375,70,25.744250000000001,4.4999999999999998E-2,3.6825299999999999,8.3791000000000011]
[0.2,-5,31.301499999999997,70,27.868625000000002,4.8750000000000002E-2,4.3985775,8.5370687500000013]
[0.2,-5,32.099249999999998,70,29.993000000000002,5.2499999999999998E-2,5.1146250000000002,8.6950375000000015]
[0.2,-5,32.896999999999998,70,32.117375000000003,5.6249999999999994E-2,5.8306725000000004,8.85300625]
[0.2,-5,33.694749999999999,70,34.241750000000003,0.06,6.5467200000000014,9.0109750000000002]
[0.2,-5,34.192875000000001,70,35.716062500000007,6.3750000000000001E-2,7.4673525000000005,9.1076437500000011]
[0.2,-5,34.691000000000003,70,37.190375000000003,6.7500000000000004E-2,8.3879850000000005,9.2043125000000003]
[0.2,-5,35.189125000000004,70,38.664687499999999,7.1250000000000008E-2,9.3086175000000004,9.3009812499999995]
[0.2,-5,35.687249999999999,70,40.138999999999996,7.4999999999999997E-2,10.22925,9.3976500000000005]
[0.2,-5,36.025374999999997,70,41.208187499999994,7.8749999999999987E-2,11.3544675,9.4628812500000006]
[0.2,-5,36.363500000000002,70,42.277374999999999,8.249999999999999E-2,12.479685,9.5281125000000007]
[0.2,-5,36.701625,70,43.346562500000005,8.6249999999999993E-2,13.6049025,9.5933437500000007]
[0.2,-5,37.039749999999998,70,44.415750000000003,0.09,14.730119999999999,9.6585750000000008]
[0.2,-5,37.283499999999997,70,45.222562500000002,9.375E-2,16.059922499999999,9.7053687500000017]
[0.2,-5,37.527249999999995,70,46.029375000000002,9.7500000000000003E-2,17.389724999999999,9.7521625000000007]
[0.2,-5,37.771000000000001,70,46.836187500000001,0.10125000000000001,18.719527499999998,9.7989562499999998]
[0.2,-5,38.014749999999999,70,47.643000000000001,0.105,20.049329999999998,9.8457499999999989]
[0.2,-5,38.198499999999996,70,48.271500000000003,0.10874999999999999,21.583717499999999,9.8810499999999983]
[0.2,-5,38.382249999999999,70,48.9,0.11249999999999999,23.118105,9.9163499999999996]
[0.2,-5,38.566000000000003,70,49.528499999999994,0.11624999999999999,24.652492500000001,9.9516500000000008]
[0.2,-5,38.749749999999999,70,50.156999999999996,0.12,26.186880000000006,9.9869500000000002]
[0.2,-5,38.892937500000002,70,50.66,0.12375,27.925852500000005,10.014324999999999]
[0.2,-5,39.036124999999998,70,51.162999999999997,0.1275,29.664825000000008,10.041700000000001]
[0.2,-5,39.179312500000002,70,51.665999999999997,0.13125000000000001,31.40379750000001,10.069075000000002]
[0.2,-5,39.322500000000005,70,52.168999999999997,0.13500000000000001,33.142770000000013,10.096450000000001]
[0.2,-5,39.437437500000001,70,52.58,0.13875000000000001,35.08632750000001,10.1013375]
[0.2,-5,39.552374999999998,70,52.991,0.14250000000000002,37.029885000000007,10.106225]
[0.2,-5,39.667312499999994,70,53.402000000000001,0.14624999999999999,38.973442500000004,10.111112500000001]
[0.2,-5,39.782249999999998,70,53.813000000000002,0.15,40.917000000000002,10.116]
[0.2,-2.5,15.180624999999999,70,0.7489374999999997,1.5067525E-2,0.41286405360928541,4.4629874999999988]
[0.2,-2.5,17.9839375,70,4.3458281249999997,1.8800643749999998E-2,0.71881804020696416,5.0860624999999988]
[0.2,-2.5,20.78725,70,7.94271875,2.2533762499999999E-2,1.024772026804643,5.7091374999999989]
[0.2,-2.5,23.590562500000001,70,11.539609375,2.6266881249999999E-2,1.3307260134023218,6.3322124999999989]
[0.2,-2.5,26.393875000000001,70,15.1365,0.03,1.6366800000000004,6.9552874999999998]
[0.2,-2.5,27.781187500000001,70,18.16421875,3.3750000000000002E-2,2.1481425000000001,7.2404281249999993]
[0.2,-2.5,29.168500000000002,70,21.191937499999998,3.7499999999999999E-2,2.659605,7.5255687499999997]
[0.2,-2.5,30.555812500000002,70,24.21965625,4.1249999999999995E-2,3.1710674999999999,7.8107093750000001]
[0.2,-2.5,31.943125000000002,70,27.247374999999998,4.4999999999999998E-2,3.6825299999999999,8.0958500000000004]
[0.2,-2.5,32.713000000000001,70,29.300062499999999,4.8750000000000002E-2,4.3985775,8.2480781249999993]
[0.2,-2.5,33.482875,70,31.35275,5.2499999999999998E-2,5.1146250000000002,8.4003062499999999]
[0.2,-2.5,34.252749999999999,70,33.405437500000005,5.6249999999999994E-2,5.8306725000000004,8.5525343750000005]
[0.2,-2.5,35.022624999999998,70,35.458125000000003,0.06,6.5467200000000014,8.7047625000000011]
[0.2,-2.5,35.503062499999999,70,36.882468750000001,6.3750000000000001E-2,7.4673525000000005,8.7980656250000013]
[0.2,-2.5,35.983499999999992,70,38.306812499999999,6.7500000000000004E-2,8.3879850000000005,8.8913687500000016]
[0.2,-2.5,36.463937499999993,70,39.731156249999998,7.1250000000000008E-2,9.3086175000000004,8.9846718750000001]
[0.2,-2.5,36.944374999999994,70,41.155499999999996,7.4999999999999997E-2,10.22925,9.0779750000000003]
[0.2,-2.5,37.270437499999993,70,42.18840625,7.8749999999999987E-2,11.3544675,9.1409468750000009]
[0.2,-2.5,37.596499999999992,70,43.221312499999996,8.249999999999999E-2,12.479685,9.2039187499999997]
[0.2,-2.5,37.922562499999998,70,44.25421875,8.6249999999999993E-2,13.6049025,9.2668906250000003]
[0.2,-2.5,38.248624999999997,70,45.287125000000003,0.09,14.730119999999999,9.3298625000000008]
[0.2,-2.5,38.483625000000004,70,46.066468749999999,9.375E-2,16.059922499999999,9.3750531250000009]
[0.2,-2.5,38.718625000000003,70,46.845812500000001,9.7500000000000003E-2,17.389724999999999,9.4202437500000009]
[0.2,-2.5,38.953625000000002,70,47.625156250000003,0.10125000000000001,18.719527499999998,9.465434375000001]
[0.2,-2.5,39.188625000000002,70,48.404499999999999,0.105,20.049329999999998,9.5106249999999992]
[0.2,-2.5,39.365750000000006,70,49.011624999999995,0.10874999999999999,21.583717499999999,9.5446999999999989]
[0.2,-2.5,39.542875000000002,70,49.618749999999999,0.11249999999999999,23.118105,9.5787750000000003]
[0.2,-2.5,39.72,70,50.225875000000002,0.11624999999999999,24.652492500000001,9.6128499999999999]
[0.2,-2.5,39.897125000000003,70,50.832999999999998,0.12,26.186880000000006,9.6469249999999995]
[0.2,-2.5,40.03515625,70,51.318874999999998,0.12375,27.925852500000005,9.6733624999999996]
[0.2,-2.5,40.173187500000004,70,51.804749999999999,0.1275,29.664825000000008,9.6997999999999998]
[0.2,-2.5,40.311218750000009,70,52.290624999999999,0.13125000000000001,31.40379750000001,9.7262374999999999]
[0.2,-2.5,40.449250000000006,70,52.776499999999999,0.13500000000000001,33.142770000000013,9.752675]
[0.2,-2.5,40.560031250000009,70,53.173499999999997,0.13875000000000001,35.08632750000001,9.7573812499999999]
[0.2,-2.5,40.670812500000004,70,53.570499999999996,0.14250000000000002,37.029885000000007,9.7620874999999998]
[0.2,-2.5,40.781593749999999,70,53.967500000000001,0.14624999999999999,38.973442500000004,9.7667937499999997]
[0.2,-2.5,40.892375000000001,70,54.3645,0.15,40.917000000000002,9.7714999999999996]
[0.2,0,17.189699999999998,70,3.1531499999999997,1.50758E-2,0.41331778584116674,4.3443499999999995]
[0.2,0,28.028500000000001,70,17.0566,0.03,1.6366800000000004,6.7180499999999999]
[0.2,0,33.3825,70,28.750499999999999,4.4999999999999998E-2,3.6825299999999999,7.8126000000000007]
[0.2,0,36.350499999999997,70,36.674500000000002,0.06,6.5467200000000014,8.3985500000000002]
[0.2,0,38.201499999999996,70,42.171999999999997,7.4999999999999997E-2,10.22925,8.7583000000000002]
[0.2,0,39.457499999999996,70,46.158500000000004,0.09,14.730119999999999,9.0011500000000009]
[0.2,0,40.362499999999997,70,49.165999999999997,0.105,20.049329999999998,9.1754999999999995]
[0.2,0,41.044499999999999,70,51.509,0.12,26.186880000000006,9.3069000000000006]
[0.2,0,41.576000000000001,70,53.384,0.13500000000000001,33.142770000000013,9.4088999999999992]
[0.2,0,42.002499999999998,70,54.915999999999997,0.15,40.917000000000002,9.4269999999999996]
[0.2,2.5,19.198774999999998,70,5.5573625,1.5084075000000001E-2,0.41377151807304807,4.2257125000000002]
[0.2,2.5,29.663125000000001,70,18.976700000000001,0.03,1.6366800000000004,6.4808124999999999]
[0.2,2.5,34.821875000000006,70,30.253625,4.4999999999999998E-2,3.6825299999999999,7.5293500000000009]
[0.2,2.5,37.678374999999996,70,37.890875000000001,0.06,6.5467200000000014,8.0923374999999993]
[0.2,2.5,39.458624999999998,70,43.188499999999998,7.4999999999999997E-2,10.22925,8.438625]
[0.2,2.5,40.666374999999995,70,47.029875000000004,0.09,14.730119999999999,8.6724375000000009]
[0.2,2.5,41.536375,70,49.927499999999995,0.105,20.049329999999998,8.8403749999999999]
[0.2,2.5,42.191874999999996,70,52.185000000000002,0.12,26.186880000000006,8.9668750000000017]
[0.2,2.5,42.702749999999995,70,53.991500000000002,0.13500000000000001,33.142770000000013,9.0651249999999983]
[0.2,2.5,43.112624999999994,70,55.467500000000001,0.15,40.917000000000002,9.0824999999999996]
[0.2,5,21.207850000000001,70,7.9615749999999998,1.5092350000000001E-2,0.4142252503049294,4.107075]
[0.2,5,31.297750000000001,70,20.896799999999999,0.03,1.6366800000000004,6.2435749999999999]
[0.2,5,36.261250000000004,70,31.756749999999997,4.4999999999999998E-2,3.6825299999999999,7.2461000000000002]
[0.2,5,39.006249999999994,70,39.107250000000001,0.06,6.5467200000000014,7.7861250000000002]
[0.2,5,40.71575,70,44.204999999999998,7.4999999999999997E-2,10.22925,8.1189499999999999]
[0.2,5,41.875249999999994,70,47.901250000000005,0.09,14.730119999999999,8.3437250000000009]
[0.2,5,42.710250000000002,70,50.689,0.105,20.049329999999998,8.5052500000000002]
[0.2,5,43.33925,70,52.861000000000004,0.12,26.186880000000006,8.626850000000001]
[0.2,5,43.829499999999996,70,54.599000000000004,0.13500000000000001,33.142770000000013,8.7213499999999993]
[0.2,5,44.222749999999998,70,56.018999999999998,0.15,40.917000000000002,8.7379999999999995]
[0.2,10,25.225999999999999,70,12.77,1.51089E-2,0.41513271476869201,3.8698000000000001]
[0.2,10,34.567,70,24.736999999999998,0.03,1.6366800000000004,5.7691000000000008]
[0.2,10,39.14,70,34.762999999999998,4.4999999999999998E-2,3.6825299999999999,6.6796000000000006]
[0.2,10,41.661999999999999,70,41.54,0.06,6.5467200000000014,7.1737000000000002]
[0.2,10,43.23,70,46.238,7.4999999999999997E-2,10.22925,7.4796000000000005]
[0.2,10,44.292999999999999,70,49.643999999999998,0.09,14.730119999999999,7.6863000000000001]
[0.2,10,45.058,70,52.212000000000003,0.105,20.049329999999998,7.835]
[0.2,10,45.634,70,54.213000000000001,0.12,26.186880000000006,7.9468000000000005]
[0.2,10,46.082999999999998,70,55.814,0.13500000000000001,33.142770000000013,8.0337999999999994]
[0.2,10,46.442999999999998,70,57.122,0.15,40.917000000000002,8.0489999999999995]
[0.2,{"$f":"(B5+B579)/2","v":-30},-9.4686000000000003,60,-25.907,1.5374800000000001E-2,0.42987304741548277,5.6391499999999999]
[0.2,-30,3.539415,60,-8.7072500000000002,0.03,1.6366800000000004,8.7235499999999995]
[0.2,-30,10.373250000000001,60,6.2570500000000004,4.4999999999999998E-2,3.6825299999999999,10.177399999999999]
[0.2,-30,14.22325,60,16.488500000000002,0.06,6.5467200000000014,10.956149999999999]
[0.2,-30,16.646000000000001,60,23.621000000000002,7.4999999999999997E-2,10.22925,11.439499999999999]
[0.2,-30,18.297999999999998,60,28.806999999999999,0.09,14.730119999999999,11.766999999999999]
[0.2,-30,19.493500000000001,60,32.726500000000001,0.105,20.049329999999998,12.0015]
[0.2,-30,20.396000000000001,60,35.783999999999999,0.12,26.186880000000006,12.179]
[0.2,-30,21.101500000000001,60,38.231999999999999,0.13500000000000001,33.142770000000013,12.317]
[0.2,-30,21.6675,60,40.234499999999997,0.15,40.917000000000002,12.340499999999999]
[{"$f":"(A297+A391)/2","v":0.2},-20,-1.3767750000000003,60,-16.39565,1.5258200000000001E-2,0.42341121354181011,4.9410249999999998]
[{"$f":"(A298+A395)/2","v":0.2},-20,10.408457500000001,60,-0.94707499999999989,0.03,1.6366800000000004,7.7238249999999997]
[{"$f":"(A299+A399)/2","v":0.2},-20,16.475375,60,12.359024999999999,4.4999999999999998E-2,3.6825299999999999,9.0183999999999997]
[{"$f":"(A300+A403)/2","v":0.2},-20,19.877875,60,21.440750000000001,0.06,6.5467200000000014,9.7105749999999986]
[{"$f":"(A301+A407)/2","v":0.2},-20,22.014250000000001,60,27.766000000000002,7.4999999999999997E-2,10.22925,10.137499999999999]
[{"$f":"(A302+A411)/2","v":0.2},-20,23.469249999999999,60,32.363250000000001,0.09,14.730119999999999,10.426549999999999]
[{"$f":"(A303+A415)/2","v":0.2},-20,24.521000000000001,60,35.837000000000003,0.105,20.049329999999998,10.633875]
[{"$f":"(A304+A419)/2","v":0.2},-20,25.31475,60,38.546250000000001,0.12,26.186880000000006,10.790600000000001]
[{"$f":"(A305+A423)/2","v":0.2},-20,25.934750000000001,60,40.715499999999999,0.13500000000000001,33.142770000000013,10.912425000000001]
[{"$f":"(A306+A427)/2","v":0.2},-20,26.43225,60,42.489750000000001,0.15,40.917000000000002,10.93355]
[{"$f":"(A307+A391)/2","v":0.2},-15,2.6691374999999997,60,-11.639975,1.5199900000000002E-2,0.42018029660497375,4.5919624999999993]
[0.2,-15,5.4625978124999994,60,-7.9967281249999997,1.8899925000000001E-2,0.72430522245373041,5.2499624999999996]
[0.2,-15,8.2560581249999991,60,-4.3534812499999997,2.2599950000000001E-2,1.0284301483024871,5.9079625]
[0.2,-15,11.0495184375,60,-0.71023437499999975,2.6299975E-2,1.3325550741512437,6.5659624999999995]
[{"$f":"(A308+A395)/2","v":0.2},-15,13.84297875,60,2.9330125000000002,0.03,1.6366800000000004,7.2239624999999998]
[0.2,-15,15.2638434375,60,6.0522624999999994,3.3750000000000002E-2,2.1481425000000001,7.5276968750000002]
[0.2,-15,16.684708125,60,9.1715124999999986,3.7499999999999999E-2,2.659605,7.8314312499999996]
[0.2,-15,18.1055728125,60,12.2907625,4.1249999999999995E-2,3.1710674999999999,8.1351656249999991]
[{"$f":"(A309+A399)/2","v":0.2},-15,19.5264375,60,15.410012499999999,4.4999999999999998E-2,3.6825299999999999,8.4389000000000003]
[0.2,-15,20.321125000000002,60,17.536728125,4.8750000000000002E-2,4.3985775,8.6011218750000005]
[0.2,-15,21.115812500000001,60,19.663443749999999,5.2499999999999998E-2,5.1146250000000002,8.7633437500000007]
[0.2,-15,21.910499999999999,60,21.790159375000002,5.6249999999999994E-2,5.8306725000000004,8.9255656250000008]
[{"$f":"(A310+A403)/2","v":0.2},-15,22.705187500000001,60,23.916875000000001,0.06,6.5467200000000014,9.0877874999999992]
[0.2,-15,23.203484375000002,60,25.397281249999999,6.3750000000000001E-2,7.4673525000000005,9.187465624999998]
[0.2,-15,23.70178125,60,26.8776875,6.7500000000000004E-2,8.3879850000000005,9.2871437499999985]
[0.2,-15,24.200078124999997,60,28.358093750000002,7.1250000000000008E-2,9.3086175000000004,9.386821874999999]
[{"$f":"(A311+A407)/2","v":0.2},-15,24.698374999999999,60,29.838500000000003,7.4999999999999997E-2,10.22925,9.4864999999999995]
[0.2,-15,25.037499999999998,60,30.914218750000003,7.8749999999999987E-2,11.3544675,9.5539562499999988]
[0.2,-15,25.376624999999997,60,31.9899375,8.249999999999999E-2,12.479685,9.6214124999999999]
[0.2,-15,25.71575,60,33.065656249999996,8.6249999999999993E-2,13.6049025,9.688868750000001]
[{"$f":"(A312+A411)/2","v":0.2},-15,26.054874999999999,60,34.141374999999996,0.09,14.730119999999999,9.7563250000000004]
[0.2,-15,26.299843750000001,60,34.954093749999998,9.375E-2,16.059922499999999,9.8047593749999997]
[0.2,-15,26.544812499999999,60,35.7668125,9.7500000000000003E-2,17.389724999999999,9.8531937499999991]
[0.2,-15,26.789781250000001,60,36.579531250000002,0.10125000000000001,18.719527499999998,9.9016281249999984]
[{"$f":"(A313+A415)/2","v":0.2},-15,27.034750000000003,60,37.392250000000004,0.105,20.049329999999998,9.9500624999999996]
[0.2,-15,27.219593750000001,60,38.026031250000003,0.10874999999999999,21.583717499999999,9.9866468749999999]
[0.2,-15,27.4044375,60,38.659812500000001,0.11249999999999999,23.118105,10.02323125]
[0.2,-15,27.589281249999999,60,39.293593749999999,0.11624999999999999,24.652492500000001,10.059815625000001]
[{"$f":"(A314+A419)/2","v":0.2},-15,27.774124999999998,60,39.927374999999998,0.12,26.186880000000006,10.096400000000001]
[0.2,-15,27.9184375,60,40.434843749999999,0.12375,27.925852500000005,10.124834375000002]
[0.2,-15,28.062750000000001,60,40.9423125,0.1275,29.664825000000008,10.153268750000002]
[0.2,-15,28.207062499999999,60,41.449781250000001,0.13125000000000001,31.40379750000001,10.181703125000002]
[{"$f":"(A315+A423)/2","v":0.2},-15,28.351375000000001,60,41.957250000000002,0.13500000000000001,33.142770000000013,10.210137500000002]
[0.2,-15,28.467187500000001,60,42.37228125,0.13875000000000001,35.08632750000001,10.215121875000001]
[0.2,-15,28.582999999999998,60,42.787312499999999,0.14250000000000002,37.029885000000007,10.220106250000001]
[0.2,-15,28.698812499999999,60,43.202343749999997,0.14624999999999999,38.973442500000004,10.225090625]
[{"$f":"(A316+A427)/2","v":0.2},-15,28.814624999999999,60,43.617375000000003,0.15,40.917000000000002,10.230074999999999]
[{"$f":"(A317+A391)/2","v":0.2},-12.5,4.6920937499999997,60,-9.2621374999999997,1.5170750000000002E-2,0.41856483813655554,4.4174312499999999]
[0.2,-12.5,7.4091301562499998,60,-5.7283390624999999,1.8878062500000001E-2,0.72309362860241677,5.0565812499999998]
[0.2,-12.5,10.1261665625,60,-2.1945406249999997,2.2585375000000001E-2,1.0276224190682779,5.6957312499999997]
[0.2,-12.5,12.843202968749999,60,1.3392578125000003,2.6292687500000002E-2,1.332151209534139,6.3348812499999996]
[{"$f":"(A321+A395)/2","v":0.2},-12.5,15.560239375,60,4.8730562500000003,0.03,1.6366800000000004,6.9740312499999995]
[0.2,-12.5,16.93317171875,60,7.8886687500000008,3.3750000000000002E-2,2.1481425000000001,7.2678109375000002]
[0.2,-12.5,18.306104062500001,60,10.90428125,3.7499999999999999E-2,2.659605,7.561590625]
[0.2,-12.5,19.679036406249999,60,13.91989375,4.1249999999999995E-2,3.1710674999999999,7.8553703124999998]
[{"$f":"(A325+A399)/2","v":0.2},-12.5,21.05196875,60,16.93550625,4.4999999999999998E-2,3.6825299999999999,8.1491500000000006]
[0.2,-12.5,21.818687499999999,60,18.990364062499999,4.8750000000000002E-2,4.3985775,8.3059609375000001]
[0.2,-12.5,22.585406249999998,60,21.045221875000003,5.2499999999999998E-2,5.1146250000000002,8.4627718750000014]
[0.2,-12.5,23.352125000000001,60,23.100079687500003,5.6249999999999994E-2,5.8306725000000004,8.6195828125000009]
[{"$f":"(A329+A403)/2","v":0.2},-12.5,24.11884375,60,25.154937500000003,0.06,6.5467200000000014,8.7763937500000004]
[0.2,-12.5,24.5992421875,60,26.584890625000003,6.3750000000000001E-2,7.4673525000000005,8.8725453124999998]
[0.2,-12.5,25.079640625,60,28.014843750000004,6.7500000000000004E-2,8.3879850000000005,8.9686968749999991]
[0.2,-12.5,25.5600390625,60,29.444796875000002,7.1250000000000008E-2,9.3086175000000004,9.0648484375000002]
[{"$f":"(A333+A407)/2","v":0.2},-12.5,26.040437499999999,60,30.874750000000002,7.4999999999999997E-2,10.22925,9.1609999999999996]
[0.2,-12.5,26.367249999999999,60,31.913671874999999,7.8749999999999987E-2,11.3544675,9.226053125]
[0.2,-12.5,26.694062500000001,60,32.952593749999998,8.249999999999999E-2,12.479685,9.2911062499999986]
[0.2,-12.5,27.020875,60,33.991515624999998,8.6249999999999993E-2,13.6049025,9.3561593749999989]
[{"$f":"(A337+A411)/2","v":0.2},-12.5,27.347687499999999,60,35.030437499999998,0.09,14.730119999999999,9.4212124999999993]
[0.2,-12.5,27.583671875,60,35.815296875000001,9.375E-2,16.059922499999999,9.4679484374999987]
[0.2,-12.5,27.819656250000001,60,36.600156249999998,9.7500000000000003E-2,17.389724999999999,9.5146843749999999]
[0.2,-12.5,28.055640625000002,60,37.385015625000001,0.10125000000000001,18.719527499999998,9.561420312500001]
[{"$f":"(A341+A415)/2","v":0.2},-12.5,28.291625000000003,60,38.169875000000005,0.105,20.049329999999998,9.6081562500000004]
[0.2,-12.5,28.469671875000003,60,38.781890625000003,0.10874999999999999,21.583717499999999,9.6434421874999998]
[0.2,-12.5,28.647718750000003,60,39.393906250000001,0.11249999999999999,23.118105,9.678728125000001]
[0.2,-12.5,28.825765625000003,60,40.005921874999999,0.11624999999999999,24.652492500000001,9.7140140625000022]
[{"$f":"(A345+A419)/2","v":0.2},-12.5,29.003812499999999,60,40.617937499999996,0.12,26.186880000000006,9.7493000000000016]
[0.2,-12.5,29.142781249999999,60,41.107984375000001,0.12375,27.925852500000005,9.7767234375000012]
[0.2,-12.5,29.281750000000002,60,41.598031249999998,0.1275,29.664825000000008,9.8041468750000007]
[0.2,-12.5,29.420718750000002,60,42.088078124999996,0.13125000000000001,31.40379750000001,9.831570312500002]
[{"$f":"(A349+A423)/2","v":0.2},-12.5,29.559687500000003,60,42.578125,0.13500000000000001,33.142770000000013,9.8589937500000016]
[0.2,-12.5,29.671218750000001,60,42.978890625000005,0.13875000000000001,35.08632750000001,9.8638296875000009]
[0.2,-12.5,29.78275,60,43.379656250000004,0.14250000000000002,37.029885000000007,9.868665625000002]
[0.2,-12.5,29.894281249999999,60,43.780421875000002,0.14624999999999999,38.973442500000004,9.8735015625000013]
[{"$f":"(A353+A427)/2","v":0.2},-12.5,30.005812499999998,60,44.181187500000007,0.15,40.917000000000002,9.8783375000000007]
[0.2,{"$f":"(B109+B636)/2","v":-10},6.7150499999999997,60,-6.8842999999999996,1.5141600000000002E-2,0.41694937966813739,4.2428999999999997]
[0.2,-10,9.3556625000000011,60,-3.4599499999999996,1.8856200000000004E-2,0.72188203475110313,4.8631999999999991]
[0.2,-10,11.996275000000001,60,-3.5599999999999632E-2,2.2570800000000002E-2,1.0268146898340689,5.4834999999999994]
[0.2,-10,14.6368875,60,3.3887500000000004,2.62854E-2,1.3317473449170345,6.1037999999999997]
[0.2,{"$f":"(B113+B640)/2","v":-10},17.2775,60,6.8131000000000004,0.03,1.6366800000000004,6.7241]
[0.2,-10,18.602499999999999,60,9.7250750000000004,3.3750000000000002E-2,2.1481425000000001,7.0079250000000002]
[0.2,-10,19.927500000000002,60,12.637049999999999,3.7499999999999999E-2,2.659605,7.2917500000000004]
[0.2,-10,21.252500000000001,60,15.549024999999999,4.1249999999999995E-2,3.1710674999999999,7.5755750000000006]
[0.2,{"$f":"(B117+B644)/2","v":-10},22.577500000000001,60,18.460999999999999,4.4999999999999998E-2,3.6825299999999999,7.8594000000000008]
[0.2,-10,23.31625,60,20.443999999999999,4.8750000000000002E-2,4.3985775,8.0107999999999997]
[0.2,-10,24.055,60,22.427,5.2499999999999998E-2,5.1146250000000002,8.1622000000000003]
[0.2,-10,24.793749999999999,60,24.41,5.6249999999999994E-2,5.8306725000000004,8.313600000000001]
[0.2,{"$f":"(B121+B648)/2","v":-10},25.532499999999999,60,26.393000000000001,0.06,6.5467200000000014,8.4649999999999999]
[0.2,-10,25.994999999999997,60,27.772500000000001,6.3750000000000001E-2,7.4673525000000005,8.5576249999999998]
[0.2,-10,26.4575,60,29.152000000000001,6.7500000000000004E-2,8.3879850000000005,8.6502499999999998]
[0.2,-10,26.92,60,30.531500000000001,7.1250000000000008E-2,9.3086175000000004,8.7428749999999997]
[0.2,{"$f":"(B125+B652)/2","v":-10},27.3825,60,31.911000000000001,7.4999999999999997E-2,10.22925,8.8354999999999997]
[0.2,-10,27.696999999999999,60,32.913125000000001,7.8749999999999987E-2,11.3544675,8.8981499999999993]
[0.2,-10,28.011499999999998,60,33.91525,8.249999999999999E-2,12.479685,8.960799999999999]
[0.2,-10,28.326000000000001,60,34.917375,8.6249999999999993E-2,13.6049025,9.0234500000000004]
[0.2,{"$f":"(B129+B656)/2","v":-10},28.640499999999999,60,35.919499999999999,0.09,14.730119999999999,9.0861000000000001]
[0.2,-10,28.8675,60,36.676499999999997,9.375E-2,16.059922499999999,9.1311375000000012]
[0.2,-10,29.0945,60,37.433499999999995,9.7500000000000003E-2,17.389724999999999,9.1761750000000006]
[0.2,-10,29.3215,60,38.1905,0.10125000000000001,18.719527499999998,9.2212125]
[0.2,{"$f":"(B133+B660)/2","v":-10},29.548500000000001,60,38.947499999999998,0.105,20.049329999999998,9.2662499999999994]
[0.2,-10,29.719749999999998,60,39.537750000000003,0.10874999999999999,21.583717499999999,9.3002374999999997]
[0.2,-10,29.890999999999998,60,40.128,0.11249999999999999,23.118105,9.334225]
[0.2,-10,30.062249999999999,60,40.718249999999998,0.11624999999999999,24.652492500000001,9.3682125000000003]
[0.2,{"$f":"(B137+B664)/2","v":-10},30.233499999999999,60,41.308499999999995,0.12,26.186880000000006,9.4022000000000006]
[0.2,-10,30.367125000000001,60,41.781124999999996,0.12375,27.925852500000005,9.4286124999999998]
[0.2,-10,30.50075,60,42.253749999999997,0.1275,29.664825000000008,9.4550250000000009]
[0.2,-10,30.634374999999999,60,42.726374999999997,0.13125000000000001,31.40379750000001,9.481437500000002]
[0.2,{"$f":"(B141+B668)/2","v":-10},30.768000000000001,60,43.198999999999998,0.13500000000000001,33.142770000000013,9.5078500000000012]
[0.2,-10,30.875250000000001,60,43.585499999999996,0.13875000000000001,35.08632750000001,9.5125375000000005]
[0.2,-10,30.982500000000002,60,43.972000000000001,0.14250000000000002,37.029885000000007,9.5172249999999998]
[0.2,-10,31.089750000000002,60,44.358500000000006,0.14624999999999999,38.973442500000004,9.5219124999999991]
[0.2,{"$f":"(B145+B672)/2","v":-10},31.196999999999999,60,44.745000000000005,0.15,40.917000000000002,9.5266000000000002]
[0.2,-7.5,8.706793750000001,60,-4.4839500000000001,1.514825625E-2,0.41731604648767151,4.1137562499999998]
[0.2,-7.5,11.256048437500001,60,-1.1792687499999999,1.88611921875E-2,0.72215703486575378,4.7067546875000001]
[0.2,-7.5,13.805303125000002,60,2.1254124999999999,2.2574128125000002E-2,1.026998023243836,5.2997531250000005]
[0.2,-7.5,16.354557812499998,60,5.4300937499999993,2.6287064062499997E-2,1.3318390116219181,5.8927515625]
[0.2,-7.5,18.903812500000001,60,8.7347749999999991,0.03,1.6366800000000004,6.4857499999999995]
[0.2,-7.5,20.180937500000002,60,11.54295625,3.3750000000000002E-2,2.1481425000000001,6.7581828124999994]
[0.2,-7.5,21.4580625,60,14.3511375,3.7499999999999999E-2,2.659605,7.0306156249999994]
[0.2,-7.5,22.735187499999999,60,17.159318750000001,4.1249999999999995E-2,3.1710674999999999,7.3030484375000002]
[0.2,-7.5,24.0123125,60,19.967500000000001,4.4999999999999998E-2,3.6825299999999999,7.5754812500000002]
[0.2,-7.5,24.723796875000001,60,21.879015625000001,4.8750000000000002E-2,4.3985775,7.7210656249999996]
[0.2,-7.5,25.435281250000003,60,23.790531250000001,5.2499999999999998E-2,5.1146250000000002,7.8666499999999999]
[0.2,-7.5,26.146765625,60,25.702046875000001,5.6249999999999994E-2,5.8306725000000004,8.0122343750000002]
[0.2,-7.5,26.858249999999998,60,27.6135625,0.06,6.5467200000000014,8.1578187500000006]
[0.2,-7.5,27.303453125000001,60,28.943156249999998,6.3750000000000001E-2,7.4673525000000005,8.2470093749999993]
[0.2,-7.5,27.74865625,60,30.272749999999998,6.7500000000000004E-2,8.3879850000000005,8.3361999999999998]
[0.2,{"$f":"(B161+B688)/2","v":-7.5},28.193859375000002,60,31.602343749999999,7.1250000000000008E-2,9.3086175000000004,8.4253906249999986]
[0.2,-7.5,28.639062500000001,60,32.931937500000004,7.4999999999999997E-2,10.22925,8.5145812500000009]
[0.2,-7.5,28.941749999999999,60,33.897750000000002,7.8749999999999987E-2,11.3544675,8.5749140624999995]
[0.2,-7.5,29.244437499999997,60,34.8635625,8.249999999999999E-2,12.479685,8.635246875]
[0.2,-7.5,29.547125000000001,60,35.829374999999999,8.6249999999999993E-2,13.6049025,8.6955796875000004]
[0.2,-7.5,29.849812499999999,60,36.795187499999997,0.09,14.730119999999999,8.7559125000000009]
[0.2,-7.5,30.068234375000003,60,37.524687499999999,9.375E-2,16.059922499999999,8.7992937500000004]
[0.2,-7.5,30.28665625,60,38.2541875,9.7500000000000003E-2,17.389724999999999,8.8426749999999998]
[0.2,-7.5,30.505078124999997,60,38.983687500000002,0.10125000000000001,18.719527499999998,8.8860562499999993]
[0.2,-7.5,30.723499999999998,60,39.713187500000004,0.105,20.049329999999998,8.9294375000000006]
[0.2,-7.5,30.888281249999999,60,40.282015625,0.10874999999999999,21.583717499999999,8.9621671875000004]
[0.2,-7.5,31.053062499999996,60,40.850843749999996,0.11249999999999999,23.118105,8.9948968750000002]
[0.2,-7.5,31.217843749999997,60,41.419671874999999,0.11624999999999999,24.652492500000001,9.0276265625000001]
[0.2,-7.5,31.382624999999997,60,41.988499999999995,0.12,26.186880000000006,9.0603562499999999]
[0.2,-7.5,31.511187499999998,60,42.44393749999999,0.12375,27.925852500000005,9.0857984374999994]
[0.2,-7.5,31.639749999999999,60,42.899374999999992,0.1275,29.664825000000008,9.1112406250000006]
[0.2,{"$f":"(B177+B704)/2","v":-7.5},31.7683125,60,43.354812499999994,0.13125000000000001,31.40379750000001,9.1366828125000019]
[0.2,-7.5,31.896875000000001,60,43.810249999999996,0.13500000000000001,33.142770000000013,9.1621250000000014]
[0.2,-7.5,32.000046875000002,60,44.182703124999996,0.13875000000000001,35.08632750000001,9.1666328125000014]
[0.2,-7.5,32.103218749999996,60,44.555156249999996,0.14250000000000002,37.029885000000007,9.1711406249999996]
[0.2,-7.5,32.206390624999997,60,44.927609375000003,0.14624999999999999,38.973442500000004,9.1756484375000014]
[0.2,-7.5,32.309562499999998,60,45.300062499999996,0.15,40.917000000000002,9.1801562499999996]
[0.2,-5,10.6985375,60,-2.0836000000000001,1.5154912499999999E-2,0.41768271330720558,3.9846124999999994]
[0.2,-5,13.156434375,60,1.1014124999999999,1.8866184374999997E-2,0.72243203498040431,4.5503093749999994]
[0.2,-5,15.614331250000001,60,4.2864249999999995,2.2577456249999999E-2,1.027181356653603,5.1160062499999999]
[0.2,-5,18.072228125000002,60,7.4714375000000004,2.6288728125000001E-2,1.3319306783268017,5.6817031250000003]
[0.2,-5,20.530124999999998,60,10.65645,0.03,1.6366800000000004,6.2473999999999998]
[0.2,-5,21.759374999999999,60,13.360837499999999,3.3750000000000002E-2,2.1481425000000001,6.5084406250000004]
[0.2,-5,22.988625000000003,60,16.065224999999998,3.7499999999999999E-2,2.659605,6.7694812500000001]
[0.2,-5,24.217874999999999,60,18.769612500000001,4.1249999999999995E-2,3.1710674999999999,7.0305218749999998]
[0.2,-5,25.447125,60,21.474,4.4999999999999998E-2,3.6825299999999999,7.2915625000000004]
[0.2,-5,26.131343749999999,60,23.314031249999999,4.8750000000000002E-2,4.3985775,7.4313312500000004]
[0.2,{"$f":"(B193+B720)/2","v":-5},26.815562499999999,60,25.154062500000002,5.2499999999999998E-2,5.1146250000000002,7.5711000000000013]
[0.2,-5,27.499781249999998,60,26.994093750000001,5.6249999999999994E-2,5.8306725000000004,7.7108687500000004]
[0.2,-5,28.183999999999997,60,28.834125,0.06,6.5467200000000014,7.8506375000000004]
[0.2,-5,28.611906250000001,60,30.113812500000002,6.3750000000000001E-2,7.4673525000000005,7.9363937500000006]
[0.2,-5,29.0398125,60,31.393500000000003,6.7500000000000004E-2,8.3879850000000005,8.0221499999999999]
[0.2,-5,29.467718750000003,60,32.673187499999997,7.1250000000000008E-2,9.3086175000000004,8.1079062499999992]
[0.2,-5,29.895624999999999,60,33.952874999999999,7.4999999999999997E-2,10.22925,8.1936625000000003]
[0.2,-5,30.186499999999999,60,34.882374999999996,7.8749999999999987E-2,11.3544675,8.2516781249999998]
[0.2,-5,30.477375000000002,60,35.811875000000001,8.249999999999999E-2,12.479685,8.309693750000001]
[0.2,-5,30.768249999999998,60,36.741375000000005,8.6249999999999993E-2,13.6049025,8.3677093750000004]
[0.2,-5,31.059124999999998,60,37.670875000000002,0.09,14.730119999999999,8.4257249999999999]
[0.2,-5,31.268968749999999,60,38.372875000000001,9.375E-2,16.059922499999999,8.4674499999999995]
[0.2,-5,31.478812499999997,60,39.074875000000006,9.7500000000000003E-2,17.389724999999999,8.5091750000000008]
[0.2,-5,31.688656250000001,60,39.776875000000004,0.10125000000000001,18.719527499999998,8.5509000000000004]
[0.2,-5,31.898499999999999,60,40.478875000000002,0.105,20.049329999999998,8.592625]
[0.2,-5,32.056812499999992,60,41.026281250000004,0.10874999999999999,21.583717499999999,8.6240968749999993]
[0.2,{"$f":"(B209+B736)/2","v":-5},32.215125,60,41.573687500000005,0.11249999999999999,23.118105,8.6555687500000005]
[0.2,-5,32.373437500000001,60,42.12109375,0.11624999999999999,24.652492500000001,8.6870406250000016]
[0.2,-5,32.531750000000002,60,42.668499999999995,0.12,26.186880000000006,8.7185124999999992]
[0.2,-5,32.655250000000002,60,43.106749999999998,0.12375,27.925852500000005,8.7429843749999989]
[0.2,-5,32.778750000000002,60,43.545000000000002,0.1275,29.664825000000008,8.7674562500000004]
[0.2,-5,32.902250000000002,60,43.983249999999998,0.13125000000000001,31.40379750000001,8.7919281250000019]
[0.2,-5,33.025750000000002,60,44.421499999999995,0.13500000000000001,33.142770000000013,8.8164000000000016]
[0.2,-5,33.124843749999997,60,44.779906249999996,0.13875000000000001,35.08632750000001,8.8207281250000005]
[0.2,-5,33.223937499999998,60,45.138312499999998,0.14250000000000002,37.029885000000007,8.8250562499999994]
[0.2,-5,33.32303125,60,45.496718749999999,0.14624999999999999,38.973442500000004,8.8293843750000001]
[0.2,-5,33.422125000000001,60,45.855125000000001,0.15,40.917000000000002,8.8337125000000007]
[0.2,-2.5,12.69028125,60,0.31675000000000003,1.516156875E-2,0.41804938012673964,3.8554687499999991]
[0.2,-2.5,15.056820312499999,60,3.3820937500000001,1.8871176562500001E-2,0.72270703509505485,4.3938640624999987]
[0.2,-2.5,17.423359375,60,6.4474374999999995,2.2580784374999999E-2,1.0273646900633699,4.9322593749999992]
[0.2,-2.5,19.7898984375,60,9.5127812499999997,2.6290392187499997E-2,1.3320223450316853,5.4706546874999997]
[0.2,-2.5,22.156437499999999,60,12.578125,0.03,1.6366800000000004,6.0090500000000002]
[0.2,{"$f":"(B225+B752)/2","v":-2.5},23.337812499999998,60,15.17871875,3.3750000000000002E-2,2.1481425000000001,6.2586984374999997]
[0.2,-2.5,24.519187500000001,60,17.7793125,3.7499999999999999E-2,2.659605,6.508346875]
[0.2,-2.5,25.700562500000004,60,20.379906249999998,4.1249999999999995E-2,3.1710674999999999,6.7579953125000003]
[0.2,-2.5,26.881937500000003,60,22.980499999999999,4.4999999999999998E-2,3.6825299999999999,7.0076437499999997]
[0.2,-2.5,27.538890625000001,60,24.749046874999998,4.8750000000000002E-2,4.3985775,7.1415968749999994]
[0.2,-2.5,28.195843750000002,60,26.51759375,5.2499999999999998E-2,5.1146250000000002,7.27555]
[0.2,-2.5,28.852796874999999,60,28.286140625000002,5.6249999999999994E-2,5.8306725000000004,7.4095031250000005]
[0.2,-2.5,29.509749999999997,60,30.0546875,0.06,6.5467200000000014,7.5434562500000002]
[0.2,-2.5,29.920359375,60,31.284468749999998,6.3750000000000001E-2,7.4673525000000005,7.625778125000001]
[0.2,-2.5,30.330968749999997,60,32.514249999999997,6.7500000000000004E-2,8.3879850000000005,7.7081000000000008]
[0.2,-2.5,30.741578124999997,60,33.744031249999999,7.1250000000000008E-2,9.3086175000000004,7.7904218749999998]
[0.2,-2.5,31.152187499999997,60,34.973812499999994,7.4999999999999997E-2,10.22925,7.8727437499999997]
[0.2,-2.5,31.431249999999995,60,35.866999999999997,7.8749999999999987E-2,11.3544675,7.9284421875]
[0.2,-2.5,31.710312499999993,60,36.760187500000001,8.249999999999999E-2,12.479685,7.9841406249999993]
[0.2,-2.5,31.989374999999999,60,37.653374999999997,8.6249999999999993E-2,13.6049025,8.0398390625000005]
[0.2,-2.5,32.268437499999997,60,38.5465625,0.09,14.730119999999999,8.0955374999999989]
[0.2,{"$f":"(B241+B768)/2","v":-2.5},32.469703125000002,60,39.221062500000002,9.375E-2,16.059922499999999,8.1356062500000004]
[0.2,-2.5,32.67096875,60,39.895562499999997,9.7500000000000003E-2,17.389724999999999,8.175675]
[0.2,-2.5,32.872234374999998,60,40.570062500000006,0.10125000000000001,18.719527499999998,8.2157437500000015]
[0.2,-2.5,33.073499999999996,60,41.244562500000001,0.105,20.049329999999998,8.2558125000000011]
[0.2,-2.5,33.22534375,60,41.770546875000001,0.10874999999999999,21.583717499999999,8.2860265625]
[0.2,-2.5,33.377187499999998,60,42.296531250000001,0.11249999999999999,23.118105,8.3162406250000007]
[0.2,-2.5,33.529031250000003,60,42.822515625000001,0.11624999999999999,24.652492500000001,8.3464546874999996]
[0.2,-2.5,33.680875,60,43.348500000000001,0.12,26.186880000000006,8.3766687500000003]
[0.2,-2.5,33.799312499999999,60,43.769562500000006,0.12375,27.925852500000005,8.4001703125000002]
[0.2,-2.5,33.917749999999998,60,44.190624999999997,0.1275,29.664825000000008,8.4236718750000001]
[0.2,-2.5,34.036187500000004,60,44.611687500000002,0.13125000000000001,31.40379750000001,8.4471734375]
[0.2,-2.5,34.154625000000003,60,45.03275,0.13500000000000001,33.142770000000013,8.470675]
[0.2,-2.5,34.249640625000005,60,45.377109375000003,0.13875000000000001,35.08632750000001,8.4748234374999996]
[0.2,-2.5,34.34465625,60,45.72146875,0.14250000000000002,37.029885000000007,8.4789718749999992]
[0.2,-2.5,34.439671875000002,60,46.065828125000003,0.14624999999999999,38.973442500000004,8.4831203125000005]
[0.2,-2.5,34.534687500000004,60,46.410187499999999,0.15,40.917000000000002,8.4872687500000001]
[0.2,{"$f":"(B257+B784)/2","v":0},14.682024999999999,60,2.7171000000000003,1.5168225E-2,0.41841604694627377,3.7263249999999997]
[0.2,0,23.78275,60,14.4998,0.03,1.6366800000000004,5.7706999999999997]
[0.2,0,28.316749999999999,60,24.487000000000002,4.4999999999999998E-2,3.6825299999999999,6.723725]
[0.2,0,30.835499999999996,60,31.27525,0.06,6.5467200000000014,7.236275]
[0.2,0,32.408749999999998,60,35.994749999999996,7.4999999999999997E-2,10.22925,7.551825]
[0.2,0,33.47775,60,39.422250000000005,0.09,14.730119999999999,7.7653499999999998]
[0.2,0,34.2485,60,42.010249999999999,0.105,20.049329999999998,7.9190000000000005]
[0.2,0,34.83,60,44.028500000000001,0.12,26.186880000000006,8.0348250000000014]
[0.2,0,35.283500000000004,60,45.643999999999998,0.13500000000000001,33.142770000000013,8.1249500000000001]
[0.2,0,35.64725,60,46.965249999999997,0.15,40.917000000000002,8.1408249999999995]
[0.2,2.5,16.673768750000001,60,5.1174499999999998,1.5174881250000001E-2,0.41878271376580778,3.5971812500000002]
[0.2,2.5,25.409062500000001,60,16.421475000000001,0.03,1.6366800000000004,5.5323499999999992]
[0.2,2.5,29.751562500000002,60,25.993500000000001,4.4999999999999998E-2,3.6825299999999999,6.4398062500000002]
[0.2,2.5,32.161249999999995,60,32.4958125,0.06,6.5467200000000014,6.9290937499999998]
[0.2,2.5,33.665312499999999,60,37.015687499999999,7.4999999999999997E-2,10.22925,7.2309062500000003]
[0.2,2.5,34.687062499999996,60,40.297937500000003,0.09,14.730119999999999,7.4351625000000006]
[0.2,{"$f":"(B273+B800)/2","v":2.5},35.423500000000004,60,42.775937499999998,0.105,20.049329999999998,7.5821874999999999]
[0.2,2.5,35.979124999999996,60,44.708500000000001,0.12,26.186880000000006,7.6929812500000008]
[0.2,2.5,36.412374999999997,60,46.255250000000004,0.13500000000000001,33.142770000000013,7.7792249999999994]
[0.2,2.5,36.759812499999995,60,47.520312500000003,0.15,40.917000000000002,7.7943812499999998]
[0.2,5,18.665512499999998,60,7.5178000000000003,1.5181537500000002E-2,0.4191493805853419,3.4680374999999999]
[0.2,5,27.035375000000002,60,18.343150000000001,0.03,1.6366800000000004,5.2939999999999996]
[0.2,5,31.186375000000002,60,27.5,4.4999999999999998E-2,3.6825299999999999,6.1558875000000004]
[0.2,5,33.486999999999995,60,33.716374999999999,0.06,6.5467200000000014,6.6219124999999996]
[0.2,5,34.921875,60,38.036625000000001,7.4999999999999997E-2,10.22925,6.9099874999999997]
[0.2,5,35.896374999999999,60,41.173625000000001,0.09,14.730119999999999,7.1049750000000005]
[0.2,5,36.598500000000001,60,43.541624999999996,0.105,20.049329999999998,7.2453750000000001]
[0.2,5,37.128250000000001,60,45.388500000000001,0.12,26.186880000000006,7.351137500000001]
[0.2,5,37.541249999999998,60,46.866500000000002,0.13500000000000001,33.142770000000013,7.4334999999999996]
[0.2,5,37.872374999999998,60,48.075374999999994,0.15,40.917000000000002,7.4479375000000001]
[0.2,10,22.649000000000001,60,12.3185,1.5194849999999999E-2,0.41988271422441004,3.2097499999999997]
[0.2,10,30.288,60,22.186499999999999,0.03,1.6366800000000004,4.8173000000000004]
[0.2,{"$f":"(B289+B816)/2","v":10},34.055999999999997,60,30.512999999999998,4.4999999999999998E-2,3.6825299999999999,5.5880500000000008]
[0.2,10,36.138500000000001,60,36.157499999999999,0.06,6.5467200000000014,6.0075500000000002]
[0.2,10,37.435000000000002,60,40.078499999999998,7.4999999999999997E-2,10.22925,6.2681500000000003]
[0.2,10,38.314999999999998,60,42.924999999999997,0.09,14.730119999999999,6.4445999999999994]
[0.2,10,38.948499999999996,60,45.073,0.105,20.049329999999998,6.5717499999999998]
[0.2,10,39.426500000000004,60,46.7485,0.12,26.186880000000006,6.6674500000000005]
[0.2,10,39.798999999999999,60,48.088999999999999,0.13500000000000001,33.142770000000013,6.7420499999999999]
[0.2,10,40.097499999999997,60,49.185500000000005,0.15,40.917000000000002,6.7550499999999998]
[0.2,-30,-11.935,50,-26.411000000000001,1.5375E-2,0.42988423125000008,5.01]
[0.2,-30,-0.59406999999999999,50,-11.28,0.03,1.6366800000000004,7.7776000000000005]
[0.2,-30,5.3715000000000002,50,1.9540999999999999,4.4999999999999998E-2,3.6825299999999999,9.0947999999999993]
[0.2,-30,8.7415000000000003,50,11.04,0.06,6.5467200000000014,9.805299999999999]
[0.2,-30,10.867000000000001,50,17.391999999999999,7.4999999999999997E-2,10.22925,10.247999999999999]
[0.2,-30,12.318,50,22.018999999999998,0.09,14.730119999999999,10.548999999999999]
[0.2,-30,13.37,50,25.521000000000001,0.105,20.049329999999998,10.765000000000001]
[0.2,-30,14.164999999999999,50,28.256,0.12,26.186880000000006,10.929]
[0.2,-30,14.787000000000001,50,30.446999999999999,0.13500000000000001,33.142770000000013,11.055999999999999]
[0.2,-30,15.286,50,32.241,0.15,40.917000000000002,11.077999999999999]
[0.2,-20,-3.8291500000000003,50,-16.857950000000002,1.530775E-2,0.42614006683631678,4.3384499999999999]
[0.2,-20,6.2354649999999996,50,-3.5149999999999997,0.03,1.6366800000000004,6.7794000000000008]
[0.2,-20,11.450750000000001,50,8.0690499999999989,4.4999999999999998E-2,3.6825299999999999,7.9339999999999993]
[0.2,-20,14.383749999999999,50,16.008499999999998,0.06,6.5467200000000014,8.5559499999999993]
[0.2,-20,16.229500000000002,50,21.554000000000002,7.4999999999999997E-2,10.22925,8.9409999999999989]
[0.2,-20,17.488499999999998,50,25.592500000000001,0.09,14.730119999999999,9.2026000000000003]
[0.2,-20,18.399999999999999,50,28.648,0.105,20.049329999999998,9.3907500000000006]
[0.2,-20,19.0885,50,31.033999999999999,0.12,26.186880000000006,9.5332000000000008]
[0.2,-20,19.626999999999999,50,32.945500000000003,0.13500000000000001,33.142770000000013,9.6438500000000005]
[0.2,-20,20.059000000000001,50,34.5105,0.15,40.917000000000002,9.6631]
[0.2,-15,0.22377499999999984,50,-12.081425000000001,1.5274125E-2,0.42426798462947513,4.002675]
[0.2,-15,2.5803893749999998,50,-8.9691937500000005,1.8955593749999999E-2,0.72737098847210646,4.5720812500000001]
[0.2,-15,4.9370037499999997,50,-5.8569625000000007,2.2637062499999999E-2,1.0304739923147377,5.1414875000000002]
[0.2,-15,7.2936181250000001,50,-2.7447312500000001,2.6318531249999999E-2,1.3335769961573689,5.7108937500000003]
[0.2,-15,9.6502324999999995,50,0.36750000000000016,0.03,1.6366800000000004,6.2803000000000004]
[0.2,-15,10.860268125000001,50,3.05725625,3.3750000000000002E-2,2.1481425000000001,6.5486250000000004]
[0.2,-15,12.070303750000001,50,5.7470124999999994,3.7499999999999999E-2,2.659605,6.8169500000000003]
[0.2,-15,13.280339375000001,50,8.4367687499999988,4.1249999999999995E-2,3.1710674999999999,7.0852750000000002]
[0.2,-15,14.490375,50,11.126524999999999,4.4999999999999998E-2,3.6825299999999999,7.3536000000000001]
[0.2,-15,15.169,50,12.968081250000001,4.8750000000000002E-2,4.3985775,7.49801875]
[0.2,-15,15.847625000000001,50,14.809637500000001,5.2499999999999998E-2,5.1146250000000002,7.6424374999999998]
[0.2,-15,16.526250000000001,50,16.651193750000001,5.6249999999999994E-2,5.8306725000000004,7.7868562499999996]
[0.2,-15,17.204875000000001,50,18.492750000000001,0.06,6.5467200000000014,7.9312749999999994]
[0.2,-15,17.631343749999999,50,19.778312500000002,6.3750000000000001E-2,7.4673525000000005,8.0203312499999999]
[0.2,-15,18.057812500000001,50,21.063875000000003,6.7500000000000004E-2,8.3879850000000005,8.1093875000000004]
[0.2,-15,18.484281250000002,50,22.349437500000001,7.1250000000000008E-2,9.3086175000000004,8.1984437499999991]
[0.2,-15,18.91075,50,23.635000000000002,7.4999999999999997E-2,10.22925,8.2874999999999996]
[0.2,-15,19.201499999999999,50,24.571062500000004,7.8749999999999987E-2,11.3544675,8.3479749999999981]
[0.2,-15,19.492249999999999,50,25.507125000000002,8.249999999999999E-2,12.479685,8.4084499999999984]
[0.2,-15,19.782999999999998,50,26.443187500000001,8.6249999999999993E-2,13.6049025,8.4689249999999987]
[0.2,-15,20.073749999999997,50,27.379249999999999,0.09,14.730119999999999,8.529399999999999]
[0.2,-15,20.284062499999997,50,28.087312499999999,9.375E-2,16.059922499999999,8.5729562499999989]
[0.2,-15,20.494374999999998,50,28.795375,9.7500000000000003E-2,17.389724999999999,8.6165124999999989]
[0.2,-15,20.704687499999999,50,29.5034375,0.10125000000000001,18.719527499999998,8.6600687500000006]
[0.2,-15,20.914999999999999,50,30.211500000000001,0.105,20.049329999999998,8.7036250000000006]
[0.2,-15,21.073812499999999,50,30.764375000000001,0.10874999999999999,21.583717499999999,8.7365437499999992]
[0.2,-15,21.232624999999999,50,31.317250000000001,0.11249999999999999,23.118105,8.7694624999999995]
[0.2,-15,21.391437499999999,50,31.870125000000002,0.11624999999999999,24.652492500000001,8.8023812499999998]
[0.2,-15,21.550249999999998,50,32.423000000000002,0.12,26.186880000000006,8.8353000000000002]
[0.2,-15,21.674437499999996,50,32.865937500000001,0.12375,27.925852500000005,8.8609187499999997]
[0.2,-15,21.798624999999998,50,33.308875,0.1275,29.664825000000008,8.8865374999999993]
[0.2,-15,21.922812499999999,50,33.7518125,0.13125000000000001,31.40379750000001,8.9121562499999989]
[0.2,-15,22.046999999999997,50,34.194749999999999,0.13500000000000001,33.142770000000013,8.9377750000000002]
[0.2,-15,22.146625,50,34.557375,0.13875000000000001,35.08632750000001,8.9422437499999994]
[0.2,-15,22.24625,50,34.92,0.14250000000000002,37.029885000000007,8.9467125000000003]
[0.2,-15,22.345874999999999,50,35.282625000000003,0.14624999999999999,38.973442500000004,8.9511812500000012]
[0.2,-15,22.445500000000003,50,35.645250000000004,0.15,40.917000000000002,8.9556500000000003]
[0.2,-10,4.2766999999999999,50,-7.3048999999999999,1.5240500000000001E-2,0.42239590242263342,3.6669]
[0.2,-10,6.4737749999999998,50,-4.416175,1.8930374999999999E-2,0.72596692681697517,4.1954750000000001]
[0.2,-10,8.6708499999999997,50,-1.52745,2.2620250000000001E-2,1.029537951211317,4.7240500000000001]
[0.2,-10,10.867925,50,1.361275,2.6310125E-2,1.3331089756056587,5.2526250000000001]
[0.2,-10,13.065,50,4.25,0.03,1.6366800000000004,5.7812000000000001]
[0.2,-10,14.181249999999999,50,6.7334999999999994,3.3750000000000002E-2,2.1481425000000001,6.0292000000000003]
[0.2,-10,15.297499999999999,50,9.2169999999999987,3.7499999999999999E-2,2.659605,6.2772000000000006]
[0.2,-10,16.41375,50,11.700499999999998,4.1249999999999995E-2,3.1710674999999999,6.5251999999999999]
[0.2,-10,17.53,50,14.183999999999999,4.4999999999999998E-2,3.6825299999999999,6.7732000000000001]
[0.2,-10,18.154,50,15.882249999999999,4.8750000000000002E-2,4.3985775,6.9065500000000002]
[0.2,-10,18.777999999999999,50,17.580500000000001,5.2499999999999998E-2,5.1146250000000002,7.0399000000000003]
[0.2,-10,19.402000000000001,50,19.278750000000002,5.6249999999999994E-2,5.8306725000000004,7.1732500000000003]
[0.2,-10,20.026,50,20.977,0.06,6.5467200000000014,7.3066000000000004]
[0.2,-10,20.417499999999997,50,22.161749999999998,6.3750000000000001E-2,7.4673525000000005,7.3884500000000006]
[0.2,-10,20.808999999999997,50,23.346499999999999,6.7500000000000004E-2,8.3879850000000005,7.4702999999999999]
[0.2,-10,21.200499999999998,50,24.53125,7.1250000000000008E-2,9.3086175000000004,7.5521500000000001]
[0.2,-10,21.591999999999999,50,25.716000000000001,7.4999999999999997E-2,10.22925,7.6340000000000003]
[0.2,-10,21.858750000000001,50,26.578500000000002,7.8749999999999987E-2,11.3544675,7.6895500000000006]
[0.2,-10,22.125499999999999,50,27.441000000000003,8.249999999999999E-2,12.479685,7.7450999999999999]
[0.2,-10,22.392249999999997,50,28.3035,8.6249999999999993E-2,13.6049025,7.8006499999999992]
[0.2,-10,22.658999999999999,50,29.166,0.09,14.730119999999999,7.8561999999999994]
[0.2,-10,22.851749999999999,50,29.818249999999999,9.375E-2,16.059922499999999,7.8962749999999993]
[0.2,-10,23.044499999999999,50,30.470500000000001,9.7500000000000003E-2,17.389724999999999,7.93635]
[0.2,-10,23.23725,50,31.12275,0.10125000000000001,18.719527499999998,7.9764250000000008]
[0.2,-10,23.43,50,31.774999999999999,0.105,20.049329999999998,8.0165000000000006]
[0.2,-10,23.575499999999998,50,32.28425,0.10874999999999999,21.583717499999999,8.0467250000000003]
[0.2,-10,23.721,50,32.793499999999995,0.11249999999999999,23.118105,8.0769500000000001]
[0.2,-10,23.866500000000002,50,33.302749999999996,0.11624999999999999,24.652492500000001,8.1071749999999998]
[0.2,-10,24.012,50,33.811999999999998,0.12,26.186880000000006,8.1373999999999995]
[0.2,-10,24.12575,50,34.22,0.12375,27.925852500000005,8.1609750000000005]
[0.2,-10,24.2395,50,34.628,0.1275,29.664825000000008,8.1845499999999998]
[0.2,-10,24.353249999999999,50,35.036000000000001,0.13125000000000001,31.40379750000001,8.208124999999999]
[0.2,-10,24.466999999999999,50,35.444000000000003,0.13500000000000001,33.142770000000013,8.2317]
[0.2,-10,24.558250000000001,50,35.778000000000006,0.13875000000000001,35.08632750000001,8.2358250000000002]
[0.2,-10,24.6495,50,36.112000000000002,0.14250000000000002,37.029885000000007,8.2399500000000003]
[0.2,-10,24.740749999999998,50,36.445999999999998,0.14624999999999999,38.973442500000004,8.2440750000000005]
[0.2,-10,24.832000000000001,50,36.78,0.15,40.917000000000002,8.2482000000000006]
[0.2,-7.5,6.2511125000000005,50,-4.9084124999999998,1.52455375E-2,0.42267550382982022,3.52725]
[0.2,-7.5,8.3590843750000001,50,-2.1379968749999998,1.8934153124999999E-2,0.72617662787236525,4.0308718749999999]
[0.2,-7.5,10.467056250000001,50,0.63241874999999981,2.2622768750000001E-2,1.0296777519149103,4.5344937500000002]
[0.2,-7.5,12.575028124999999,50,3.4028343749999994,2.6311384375E-2,1.3331788759574552,5.0381156249999997]
[0.2,-7.5,14.683,50,6.1732499999999995,0.03,1.6366800000000004,5.5417375]
[0.2,-7.5,15.7523125,50,8.5534062499999983,3.3750000000000002E-2,2.1481425000000001,5.7784562499999996]
[0.2,-7.5,16.821625000000001,50,10.933562499999999,3.7499999999999999E-2,2.659605,6.0151750000000002]
[0.2,-7.5,17.8909375,50,13.31371875,4.1249999999999995E-2,3.1710674999999999,6.2518937500000007]
[0.2,-7.5,18.960250000000002,50,15.693874999999998,4.4999999999999998E-2,3.6825299999999999,6.4886125000000003]
[0.2,-7.5,19.557593750000002,50,17.320843749999998,4.8750000000000002E-2,4.3985775,6.6160718750000003]
[0.2,-7.5,20.154937500000003,50,18.947812499999998,5.2499999999999998E-2,5.1146250000000002,6.7435312500000002]
[0.2,-7.5,20.752281250000003,50,20.574781249999997,5.6249999999999994E-2,5.8306725000000004,6.8709906250000001]
[0.2,-7.5,21.349625,50,22.201749999999997,0.06,6.5467200000000014,6.9984500000000001]
[0.2,-7.5,21.724218749999999,50,23.336656249999997,6.3750000000000001E-2,7.4673525000000005,7.0767968750000003]
[0.2,-7.5,22.098812500000001,50,24.471562499999997,6.7500000000000004E-2,8.3879850000000005,7.1551437500000006]
[0.2,-7.5,22.47340625,50,25.606468749999998,7.1250000000000008E-2,9.3086175000000004,7.233490625]
[0.2,-7.5,22.847999999999999,50,26.741375000000001,7.4999999999999997E-2,10.22925,7.3118375000000002]
[0.2,-7.5,23.103187499999997,50,27.567531250000002,7.8749999999999987E-2,11.3544675,7.3650125000000006]
[0.2,-7.5,23.358374999999999,50,28.393687499999999,8.249999999999999E-2,12.479685,7.4181875000000002]
[0.2,-7.5,23.6135625,50,29.219843749999999,8.6249999999999993E-2,13.6049025,7.4713624999999997]
[0.2,-7.5,23.868749999999999,50,30.045999999999999,0.09,14.730119999999999,7.5245374999999992]
[0.2,-7.5,24.053093749999999,50,30.670718749999999,9.375E-2,16.059922499999999,7.5629031250000001]
[0.2,-7.5,24.237437499999999,50,31.295437500000002,9.7500000000000003E-2,17.389724999999999,7.60126875]
[0.2,-7.5,24.421781249999999,50,31.920156250000005,0.10125000000000001,18.719527499999998,7.639634375]
[0.2,-7.5,24.606124999999999,50,32.544875000000005,0.105,20.049329999999998,7.6780000000000008]
[0.2,-7.5,24.745312499999997,50,33.032656250000002,0.10874999999999999,21.583717499999999,7.7069343750000003]
[0.2,-7.5,24.884499999999999,50,33.5204375,0.11249999999999999,23.118105,7.7358687499999998]
[0.2,-7.5,25.023687500000001,50,34.008218749999997,0.11624999999999999,24.652492500000001,7.7648031250000003]
[0.2,-7.5,25.162875,50,34.495999999999995,0.12,26.186880000000006,7.7937374999999998]
[0.2,-7.5,25.271656249999999,50,34.886749999999992,0.12375,27.925852500000005,7.8163093749999994]
[0.2,-7.5,25.380437499999999,50,35.277499999999996,0.1275,29.664825000000008,7.83888125]
[0.2,-7.5,25.489218749999999,50,35.66825,0.13125000000000001,31.40379750000001,7.8614531250000006]
[0.2,-7.5,25.597999999999999,50,36.058999999999997,0.13500000000000001,33.142770000000013,7.8840250000000003]
[0.2,-7.5,25.68525,50,36.37890625,0.13875000000000001,35.08632750000001,7.8879718749999999]
[0.2,-7.5,25.772500000000001,50,36.698812500000003,0.14250000000000002,37.029885000000007,7.8919187500000003]
[0.2,-7.5,25.859750000000002,50,37.018718750000005,0.14624999999999999,38.973442500000004,7.8958656250000008]
[0.2,-7.5,25.947000000000003,50,37.338625,0.15,40.917000000000002,7.8998125000000003]
[0.2,-5,8.2255250000000011,50,-2.5119249999999997,1.5250575000000001E-2,0.42295510523700708,3.3875999999999999]
[0.2,-5,10.24439375,50,0.14018124999999992,1.8937931250000001E-2,0.72638632892775545,3.8662687500000001]
[0.2,-5,12.2632625,50,2.7922874999999996,2.2625287500000001E-2,1.0298175526185038,4.3449375000000003]
[0.2,-5,14.282131249999999,50,5.4443937499999997,2.631264375E-2,1.3332487763092522,4.8236062500000001]
[0.2,-5,16.300999999999998,50,8.0964999999999989,0.03,1.6366800000000004,5.3022749999999998]
[0.2,-5,17.323374999999999,50,10.373312499999999,3.3750000000000002E-2,2.1481425000000001,5.5277124999999998]
[0.2,-5,18.345750000000002,50,12.650124999999999,3.7499999999999999E-2,2.659605,5.7531499999999998]
[0.2,-5,19.368125000000003,50,14.926937499999999,4.1249999999999995E-2,3.1710674999999999,5.9785874999999997]
[0.2,-5,20.390500000000003,50,17.203749999999999,4.4999999999999998E-2,3.6825299999999999,6.2040249999999997]
[0.2,-5,20.961187500000001,50,18.759437499999997,4.8750000000000002E-2,4.3985775,6.3255937499999995]
[0.2,-5,21.531874999999999,50,20.315124999999998,5.2499999999999998E-2,5.1146250000000002,6.4471625000000001]
[0.2,-5,22.102562499999998,50,21.8708125,5.6249999999999994E-2,5.8306725000000004,6.5687312500000008]
[0.2,-5,22.673249999999999,50,23.426499999999997,0.06,6.5467200000000014,6.6903000000000006]
[0.2,-5,23.0309375,50,24.511562499999997,6.3750000000000001E-2,7.4673525000000005,6.76514375]
[0.2,-5,23.388624999999998,50,25.596625,6.7500000000000004E-2,8.3879850000000005,6.8399875000000003]
[0.2,-5,23.746312499999998,50,26.681687500000002,7.1250000000000008E-2,9.3086175000000004,6.9148312500000007]
[0.2,-5,24.103999999999999,50,27.766750000000002,7.4999999999999997E-2,10.22925,6.9896750000000001]
[0.2,-5,24.347625000000001,50,28.556562500000002,7.8749999999999987E-2,11.3544675,7.0404749999999998]
[0.2,-5,24.591249999999999,50,29.346375000000002,8.249999999999999E-2,12.479685,7.0912749999999996]
[0.2,-5,24.834874999999997,50,30.136187500000002,8.6249999999999993E-2,13.6049025,7.1420749999999993]
[0.2,-5,25.078499999999998,50,30.926000000000002,0.09,14.730119999999999,7.192874999999999]
[0.2,-5,25.254437499999998,50,31.523187500000002,9.375E-2,16.059922499999999,7.2295312499999991]
[0.2,-5,25.430374999999998,50,32.120375000000003,9.7500000000000003E-2,17.389724999999999,7.2661875]
[0.2,-5,25.606312499999998,50,32.7175625,0.10125000000000001,18.719527499999998,7.302843750000001]
[0.2,-5,25.782249999999998,50,33.314750000000004,0.105,20.049329999999998,7.339500000000001]
[0.2,-5,25.915124999999996,50,33.781062500000004,0.10874999999999999,21.583717499999999,7.3671437500000003]
[0.2,-5,26.047999999999998,50,34.247375000000005,0.11249999999999999,23.118105,7.3947875000000005]
[0.2,-5,26.180875,50,34.713687500000006,0.11624999999999999,24.652492500000001,7.4224312500000007]
[0.2,-5,26.313749999999999,50,35.18,0.12,26.186880000000006,7.450075]
[0.2,-5,26.417562499999999,50,35.5535,0.12375,27.925852500000005,7.4716437500000001]
[0.2,-5,26.521374999999999,50,35.927,0.1275,29.664825000000008,7.4932125000000003]
[0.2,-5,26.625187499999999,50,36.3005,0.13125000000000001,31.40379750000001,7.5147812500000004]
[0.2,-5,26.728999999999999,50,36.673999999999999,0.13500000000000001,33.142770000000013,7.5363500000000005]
[0.2,-5,26.812249999999999,50,36.979812499999994,0.13875000000000001,35.08632750000001,7.5401187500000004]
[0.2,-5,26.895499999999998,50,37.285624999999996,0.14250000000000002,37.029885000000007,7.5438875000000003]
[0.2,-5,26.978749999999998,50,37.591437499999998,0.14624999999999999,38.973442500000004,7.5476562500000002]
[0.2,-5,27.062000000000001,50,37.89725,0.15,40.917000000000002,7.5514250000000001]
[0.2,-2.5,10.199937500000001,50,-0.11543749999999964,1.5255612500000001E-2,0.42323470664419394,3.2479499999999999]
[0.2,-2.5,12.129703124999999,50,2.4183593750000001,1.8941709375000001E-2,0.72659602998314554,3.7016656249999995]
[0.2,-2.5,14.059468749999999,50,4.9521562499999998,2.262780625E-2,1.0299573533220971,4.1553812499999996]
[0.2,-2.5,15.989234374999999,50,7.4859531249999991,2.6313903125E-2,1.3333186766610488,4.6090968749999996]
[0.2,-2.5,17.918999999999997,50,10.019749999999998,0.03,1.6366800000000004,5.0628124999999997]
[0.2,-2.5,18.894437499999999,50,12.19321875,3.3750000000000002E-2,2.1481425000000001,5.27696875]
[0.2,-2.5,19.869875,50,14.366687499999999,3.7499999999999999E-2,2.659605,5.4911250000000003]
[0.2,-2.5,20.845312500000002,50,16.540156249999999,4.1249999999999995E-2,3.1710674999999999,5.7052812500000005]
[0.2,-2.5,21.820750000000004,50,18.713625,4.4999999999999998E-2,3.6825299999999999,5.9194374999999999]
[0.2,-2.5,22.364781250000004,50,20.19803125,4.8750000000000002E-2,4.3985775,6.0351156249999995]
[0.2,-2.5,22.908812500000003,50,21.682437499999999,5.2499999999999998E-2,5.1146250000000002,6.1507937500000001]
[0.2,-2.5,23.45284375,50,23.166843749999998,5.6249999999999994E-2,5.8306725000000004,6.2664718750000006]
[0.2,-2.5,23.996874999999999,50,24.651249999999997,0.06,6.5467200000000014,6.3821500000000002]
[0.2,-2.5,24.337656250000002,50,25.686468749999996,6.3750000000000001E-2,7.4673525000000005,6.4534906250000006]
[0.2,-2.5,24.678437500000001,50,26.721687499999998,6.7500000000000004E-2,8.3879850000000005,6.5248312500000001]
[0.2,-2.5,25.01921875,50,27.75690625,7.1250000000000008E-2,9.3086175000000004,6.5961718749999996]
[0.2,-2.5,25.36,50,28.792124999999999,7.4999999999999997E-2,10.22925,6.6675125]
[0.2,-2.5,25.592062499999997,50,29.545593749999998,7.8749999999999987E-2,11.3544675,6.715937499999999]
[0.2,-2.5,25.824124999999999,50,30.299062499999998,8.249999999999999E-2,12.479685,6.7643624999999989]
[0.2,-2.5,26.0561875,50,31.052531250000001,8.6249999999999993E-2,13.6049025,6.8127874999999989]
[0.2,-2.5,26.288249999999998,50,31.806000000000001,0.09,14.730119999999999,6.8612124999999988]
[0.2,-2.5,26.455781249999998,50,32.375656249999999,9.375E-2,16.059922499999999,6.8961593749999999]
[0.2,-2.5,26.623312499999997,50,32.9453125,9.7500000000000003E-2,17.389724999999999,6.93110625]
[0.2,-2.5,26.790843749999997,50,33.514968750000001,0.10125000000000001,18.719527499999998,6.9660531250000002]
[0.2,-2.5,26.958374999999997,50,34.084625000000003,0.105,20.049329999999998,7.0010000000000012]
[0.2,-2.5,27.084937499999995,50,34.529468750000007,0.10874999999999999,21.583717499999999,7.0273531250000012]
[0.2,-2.5,27.211499999999997,50,34.974312500000003,0.11249999999999999,23.118105,7.0537062500000012]
[0.2,-2.5,27.338062499999999,50,35.41915625,0.11624999999999999,24.652492500000001,7.0800593750000012]
[0.2,-2.5,27.464624999999998,50,35.864000000000004,0.12,26.186880000000006,7.1064125000000002]
[0.2,-2.5,27.563468749999998,50,36.220250000000007,0.12375,27.925852500000005,7.1269781250000008]
[0.2,-2.5,27.662312499999999,50,36.576500000000003,0.1275,29.664825000000008,7.1475437500000005]
[0.2,-2.5,27.761156249999999,50,36.932749999999999,0.13125000000000001,31.40379750000001,7.1681093750000002]
[0.2,-2.5,27.86,50,37.289000000000001,0.13500000000000001,33.142770000000013,7.1886749999999999]
[0.2,-2.5,27.939250000000001,50,37.580718750000003,0.13875000000000001,35.08632750000001,7.1922656250000001]
[0.2,-2.5,28.0185,50,37.872437500000004,0.14250000000000002,37.029885000000007,7.1958562500000003]
[0.2,-2.5,28.097749999999998,50,38.164156250000005,0.14624999999999999,38.973442500000004,7.1994468750000005]
[0.2,-2.5,28.177,50,38.455874999999999,0.15,40.917000000000002,7.2030375000000006]
[0.2,0,12.17435,50,2.2810500000000005,1.5260650000000001E-2,0.42351430805138074,3.1082999999999998]
[0.2,0,19.536999999999999,50,11.943,0.03,1.6366800000000004,4.8233499999999996]
[0.2,0,23.251000000000001,50,20.223500000000001,4.4999999999999998E-2,3.6825299999999999,5.6348500000000001]
[0.2,0,25.320499999999999,50,25.875999999999998,0.06,6.5467200000000014,6.0739999999999998]
[0.2,0,26.616,50,29.817499999999999,7.4999999999999997E-2,10.22925,6.3453499999999998]
[0.2,0,27.498000000000001,50,32.686,0.09,14.730119999999999,6.5295499999999995]
[0.2,0,28.134499999999999,50,34.854500000000002,0.105,20.049329999999998,6.6625000000000005]
[0.2,0,28.615500000000001,50,36.548000000000002,0.12,26.186880000000006,6.7627500000000005]
[0.2,0,28.991,50,37.903999999999996,0.13500000000000001,33.142770000000013,6.8410000000000002]
[0.2,0,29.292000000000002,50,39.014499999999998,0.15,40.917000000000002,6.8546500000000004]
[0.2,2.5,14.1487625,50,4.6775375000000006,1.52656875E-2,0.42379390945856754,2.9686499999999998]
[0.2,2.5,21.155000000000001,50,13.866250000000001,0.03,1.6366800000000004,4.5838874999999994]
[0.2,2.5,24.681249999999999,50,21.733375000000002,4.4999999999999998E-2,3.6825299999999999,5.3502625000000004]
[0.2,2.5,26.644124999999999,50,27.100749999999998,0.06,6.5467200000000014,5.7658499999999995]
[0.2,2.5,27.872,50,30.842874999999999,7.4999999999999997E-2,10.22925,6.0231874999999997]
[0.2,2.5,28.707750000000004,50,33.566000000000003,0.09,14.730119999999999,6.1978875000000002]
[0.2,2.5,29.310625000000002,50,35.624375000000001,0.105,20.049329999999998,6.3239999999999998]
[0.2,2.5,29.766375000000004,50,37.231999999999999,0.12,26.186880000000006,6.4190875000000007]
[0.2,2.5,30.122,50,38.518999999999998,0.13500000000000001,33.142770000000013,6.4933250000000005]
[0.2,2.5,30.407000000000004,50,39.573124999999997,0.15,40.917000000000002,6.5062625000000001]
[0.2,5,16.123175,50,7.0740250000000007,1.5270725000000001E-2,0.4240735108657544,2.8289999999999997]
[0.2,5,22.773,50,15.7895,0.03,1.6366800000000004,4.3444249999999993]
[0.2,5,26.111499999999999,50,23.243250000000003,4.4999999999999998E-2,3.6825299999999999,5.0656750000000006]
[0.2,5,27.967749999999999,50,28.325499999999998,0.06,6.5467200000000014,5.4576999999999991]
[0.2,5,29.128,50,31.868249999999996,7.4999999999999997E-2,10.22925,5.7010249999999996]
[0.2,5,29.917500000000004,50,34.445999999999998,0.09,14.730119999999999,5.866225]
[0.2,5,30.486750000000001,50,36.39425,0.105,20.049329999999998,5.9855]
[0.2,5,30.917250000000003,50,37.915999999999997,0.12,26.186880000000006,6.075425000000001]
[0.2,5,31.253,50,39.134,0.13500000000000001,33.142770000000013,6.1456499999999998]
[0.2,5,31.522000000000002,50,40.131749999999997,0.15,40.917000000000002,6.1578750000000007]
[0.2,10,20.071999999999999,50,11.867000000000001,1.5280800000000001E-2,0.42463271368012806,2.5496999999999996]
[0.2,10,26.009,50,19.635999999999999,0.03,1.6366800000000004,3.8654999999999999]
[0.2,10,28.972000000000001,50,26.263000000000002,4.4999999999999998E-2,3.6825299999999999,4.4965000000000002]
[0.2,10,30.614999999999998,50,30.774999999999999,0.06,6.5467200000000014,4.8413999999999993]
[0.2,10,31.64,50,33.918999999999997,7.4999999999999997E-2,10.22925,5.0567000000000002]
[0.2,10,32.337000000000003,50,36.206000000000003,0.09,14.730119999999999,5.2028999999999996]
[0.2,10,32.838999999999999,50,37.933999999999997,0.105,20.049329999999998,5.3085000000000004]
[0.2,10,33.219000000000001,50,39.283999999999999,0.12,26.186880000000006,5.3881000000000006]
[0.2,10,33.515000000000001,50,40.363999999999997,0.13500000000000001,33.142770000000013,5.4503000000000004]
[0.2,10,33.752000000000002,50,41.249000000000002,0.15,40.917000000000002,5.4611000000000001]
[0.2,-30,-16.693000000000001,30,-27.372,1.53744E-2,0.42985067996467208,3.7540999999999998]
[0.2,-30,-8.4750999999999994,30,-16.23,0.03,1.6366800000000004,5.8633999999999995]
[0.2,-30,-4.1462000000000003,30,-6.3952999999999998,4.4999999999999998E-2,3.6825299999999999,6.8845000000000001]
[0.2,-30,-1.6906000000000001,30,0.40586,0.06,6.5467200000000014,7.4416000000000002]
[0.2,-30,-0.13674,30,5.1832000000000003,7.4999999999999997E-2,10.22925,7.7916999999999996]
[0.2,-30,0.92771000000000003,30,8.6758000000000006,0.09,14.730119999999999,8.0305]
[0.2,-30,1.7000999999999999,30,11.324999999999999,0.105,20.049329999999998,8.2032999999999987]
[0.2,-30,2.2852000000000001,30,13.398,0.12,26.186880000000006,8.3339999999999996]
[0.2,-30,2.7431999999999999,30,15.061999999999999,0.13500000000000001,33.142770000000013,8.4362000000000013]
[0.2,-30,3.1114000000000002,30,16.425999999999998,0.15,40.917000000000002,8.4540000000000006]
[0.2,-20,-8.7342200000000005,30,-17.850850000000001,1.518765E-2,0.41953489091884205,3.1775500000000001]
[0.2,-20,-1.7268999999999997,30,-8.4557450000000003,0.03,1.6366800000000004,4.8686999999999996]
[0.2,-20,1.8802999999999996,30,-0.25634999999999986,4.4999999999999998E-2,3.6825299999999999,5.7206999999999999]
[0.2,-20,3.9183500000000002,30,5.4044300000000005,0.06,6.5467200000000014,6.1853999999999996]
[0.2,-20,5.2051300000000005,30,9.3780999999999999,7.4999999999999997E-2,10.22925,6.4753499999999997]
[0.2,-20,6.0858549999999996,30,12.281400000000001,0.09,14.730119999999999,6.6731999999999996]
[0.2,-20,6.7245500000000007,30,14.483499999999999,0.105,20.049329999999998,6.8163999999999998]
[0.2,-20,7.2076000000000002,30,16.206499999999998,0.12,26.186880000000006,6.9247499999999995]
[0.2,-20,7.5861000000000001,30,17.589500000000001,0.13500000000000001,33.142770000000013,7.0094500000000011]
[0.2,-20,7.8896999999999995,30,18.722499999999997,0.15,40.917000000000002,7.0242000000000004]
[0.2,-15,-4.7548300000000001,30,-13.090275000000002,1.5094275000000001E-2,0.41437699639592707,2.889275]
[0.2,-15,-3.1543225000000001,30,-10.959860625000001,1.8820706249999999E-2,0.71995274729694536,3.25979375]
[0.2,-15,-1.5538149999999999,30,-8.8294462500000002,2.2547137500000002E-2,1.0255284981979638,3.6303124999999996]
[0.2,-15,4.6692500000000137E-2,30,-6.6990318750000002,2.627356875E-2,1.3311042490989822,4.0008312499999992]
[0.2,-15,1.6472000000000002,30,-4.5686175000000002,0.03,1.6366800000000004,4.3713499999999996]
[0.2,-15,2.4587874999999997,30,-2.7231818749999999,3.3750000000000002E-2,2.1481425000000001,4.5632124999999997]
[0.2,-15,3.2703749999999996,30,-0.87774624999999995,3.7499999999999999E-2,2.659605,4.7550749999999997]
[0.2,-15,4.0819624999999995,30,0.96768937500000018,4.1249999999999995E-2,3.1710674999999999,4.9469374999999998]
[0.2,-15,4.8935499999999994,30,2.8131250000000003,4.4999999999999998E-2,3.6825299999999999,5.1387999999999998]
[0.2,-15,5.3508687500000001,30,4.0857725000000009,4.8750000000000002E-2,4.3985775,5.2434250000000002]
[0.2,-15,5.8081874999999998,30,5.3584200000000006,5.2499999999999998E-2,5.1146250000000002,5.3480499999999997]
[0.2,-15,6.2655062499999996,30,6.6310675000000003,5.6249999999999994E-2,5.8306725000000004,5.4526749999999993]
[0.2,-15,6.7228250000000003,30,7.903715,0.06,6.5467200000000014,5.5572999999999997]
[0.2,-15,7.0111350000000003,30,8.7966737500000001,6.3750000000000001E-2,7.4673525000000005,5.6222687499999999]
[0.2,-15,7.2994450000000004,30,9.6896325000000001,6.7500000000000004E-2,8.3879850000000005,5.6872375000000002]
[0.2,-15,7.5877550000000005,30,10.58259125,7.1250000000000008E-2,9.3086175000000004,5.7522062500000004]
[0.2,-15,7.8760650000000005,30,11.47555,7.4999999999999997E-2,10.22925,5.8171749999999998]
[0.2,-15,8.0732806250000007,30,12.127712500000001,7.8749999999999987E-2,11.3544675,5.8615187500000001]
[0.2,-15,8.2704962500000008,30,12.779875000000001,8.249999999999999E-2,12.479685,5.9058624999999996]
[0.2,-15,8.4677118749999991,30,13.4320375,8.6249999999999993E-2,13.6049025,5.9502062499999999]
[0.2,-15,8.6649274999999992,30,14.084200000000001,0.09,14.730119999999999,5.9945500000000003]
[0.2,-15,8.8078893749999985,30,14.578837500000002,9.375E-2,16.059922499999999,6.0266500000000001]
[0.2,-15,8.9508512499999995,30,15.073475000000002,9.7500000000000003E-2,17.389724999999999,6.0587499999999999]
[0.2,-15,9.0938131250000005,30,15.568112500000002,0.10125000000000001,18.719527499999998,6.0908499999999997]
[0.2,-15,9.2367750000000015,30,16.062750000000001,0.105,20.049329999999998,6.1229499999999994]
[0.2,-15,9.3447812500000005,30,16.449750000000002,0.10874999999999999,21.583717499999999,6.1472437499999995]
[0.2,-15,9.4527875000000012,30,16.836750000000002,0.11249999999999999,23.118105,6.1715374999999995]
[0.2,-15,9.560793750000002,30,17.223750000000003,0.11624999999999999,24.652492500000001,6.1958312499999995]
[0.2,-15,9.6688000000000009,30,17.610749999999999,0.12,26.186880000000006,6.2201249999999995]
[0.2,-15,9.7534875000000003,30,17.921374999999998,0.12375,27.925852500000005,6.2391124999999992]
[0.2,-15,9.8381749999999997,30,18.231999999999999,0.1275,29.664825000000008,6.2580999999999998]
[0.2,-15,9.9228625000000008,30,18.542625000000001,0.13125000000000001,31.40379750000001,6.2770875000000004]
[0.2,-15,10.00755,30,18.853250000000003,0.13500000000000001,33.142770000000013,6.2960750000000001]
[0.2,-15,10.075375000000001,30,19.107625000000002,0.13875000000000001,35.08632750000001,6.2993812499999997]
[0.2,-15,10.1432,30,19.362000000000002,0.14250000000000002,37.029885000000007,6.3026875000000002]
[0.2,-15,10.211024999999999,30,19.616374999999998,0.14624999999999999,38.973442500000004,6.3059937500000007]
[0.2,-15,10.278849999999998,30,19.870749999999997,0.15,40.917000000000002,6.3093000000000004]
[0.2,-12.5,-2.7651349999999999,30,-10.7099875,1.5047587500000001E-2,0.41179804913446955,2.7451375000000002]
[0.2,-12.5,-1.2402887499999999,30,-8.6887540624999993,1.8785690625E-2,0.71801853685085226,3.089521875]
[0.2,-12.5,0.28455750000000002,30,-6.6675206249999999,2.252379375E-2,1.024239024567235,3.4339062500000002]
[0.2,-12.5,1.80940375,30,-4.6462871875000005,2.6261896874999999E-2,1.3304595122836176,3.7782906250000003]
[0.2,-12.5,3.3342499999999999,30,-2.6250537500000002,0.03,1.6366800000000004,4.1226750000000001]
[0.2,-12.5,4.1007312499999991,30,-0.8818246875000002,3.3750000000000002E-2,2.1481425000000001,4.3039687499999992]
[0.2,-12.5,4.8672124999999991,30,0.86140437499999978,3.7499999999999999E-2,2.659605,4.4852624999999993]
[0.2,-12.5,5.6336937499999991,30,2.6046334374999995,4.1249999999999995E-2,3.1710674999999999,4.6665562499999993]
[0.2,-12.5,6.4001749999999991,30,4.3478624999999997,4.4999999999999998E-2,3.6825299999999999,4.8478499999999993]
[0.2,-12.5,6.8313968749999994,30,5.5492362499999999,4.8750000000000002E-2,4.3985775,4.9466999999999999]
[0.2,-12.5,7.2626187499999997,30,6.75061,5.2499999999999998E-2,5.1146250000000002,5.0455499999999995]
[0.2,-12.5,7.693840625,30,7.9519837500000001,5.6249999999999994E-2,5.8306725000000004,5.1443999999999992]
[0.2,-12.5,8.1250625000000003,30,9.1533575000000003,0.06,6.5467200000000014,5.2432499999999997]
[0.2,-12.5,8.3966799999999999,30,9.9960868749999996,6.3750000000000001E-2,7.4673525000000005,5.3044593749999995]
[0.2,-12.5,8.6682975000000013,30,10.838816250000001,6.7500000000000004E-2,8.3879850000000005,5.3656687499999993]
[0.2,-12.5,8.9399150000000009,30,11.681545625,7.1250000000000008E-2,9.3086175000000004,5.426878125]
[0.2,-12.5,9.2115325000000006,30,12.524274999999999,7.4999999999999997E-2,10.22925,5.4880874999999998]
[0.2,-12.5,9.3972653125000001,30,13.13960625,7.8749999999999987E-2,11.3544675,5.5298718749999995]
[0.2,-12.5,9.5829981249999996,30,13.7549375,8.249999999999999E-2,12.479685,5.5716562500000002]
[0.2,-12.5,9.7687309374999991,30,14.370268750000001,8.6249999999999993E-2,13.6049025,5.613440625]
[0.2,-12.5,9.9544637499999986,30,14.985600000000002,0.09,14.730119999999999,5.6552249999999997]
[0.2,-12.5,10.0890696875,30,15.452293750000003,9.375E-2,16.059922499999999,5.6854750000000003]
[0.2,-12.5,10.223675625,30,15.918987500000002,9.7500000000000003E-2,17.389724999999999,5.7157249999999999]
[0.2,-12.5,10.3582815625,30,16.385681250000001,0.10125000000000001,18.719527499999998,5.7459749999999996]
[0.2,-12.5,10.492887500000002,30,16.852375000000002,0.105,20.049329999999998,5.7762250000000002]
[0.2,-12.5,10.594515625000001,30,17.217500000000001,0.10874999999999999,21.583717499999999,5.799121875]
[0.2,-12.5,10.696143750000001,30,17.582625,0.11249999999999999,23.118105,5.8220187499999998]
[0.2,-12.5,10.797771875,30,17.947749999999999,0.11624999999999999,24.652492500000001,5.8449156249999996]
[0.2,-12.5,10.8994,30,18.312874999999998,0.12,26.186880000000006,5.8678124999999994]
[0.2,-12.5,10.97911875,30,18.6059375,0.12375,27.925852500000005,5.8857062500000001]
[0.2,-12.5,11.058837499999999,30,18.899000000000001,0.1275,29.664825000000008,5.9036]
[0.2,-12.5,11.138556250000001,30,19.192062500000002,0.13125000000000001,31.40379750000001,5.9214937499999998]
[0.2,-12.5,11.218275,30,19.485125000000004,0.13500000000000001,33.142770000000013,5.9393875000000005]
[0.2,-12.5,11.282062499999999,30,19.7250625,0.13875000000000001,35.08632750000001,5.942503125]
[0.2,-12.5,11.345849999999999,30,19.965,0.14250000000000002,37.029885000000007,5.9456187500000004]
[0.2,-12.5,11.409637499999999,30,20.2049375,0.14624999999999999,38.973442500000004,5.9487343750000008]
[0.2,-12.5,11.473424999999999,30,20.444874999999996,0.15,40.917000000000002,5.9518500000000003]
[0.2,-10,-0.77544000000000002,30,-8.3297000000000008,1.5000899999999999E-2,0.40921910187301203,2.601]
[0.2,-10,0.67374500000000004,30,-6.4176475000000011,1.8750674999999998E-2,0.71608432640475916,2.9192499999999999]
[0.2,-10,2.1229300000000002,30,-4.5055950000000005,2.2500449999999998E-2,1.0229495509365063,3.2374999999999998]
[0.2,-10,3.5721150000000002,30,-2.5935425000000003,2.6250224999999999E-2,1.3298147754682534,3.5557499999999997]
[0.2,-10,5.0213000000000001,30,-0.68149000000000004,0.03,1.6366800000000004,3.8740000000000001]
[0.2,-10,5.7426750000000002,30,0.9595324999999999,3.3750000000000002E-2,2.1481425000000001,4.0447249999999997]
[0.2,-10,6.4640500000000003,30,2.6005549999999999,3.7499999999999999E-2,2.659605,4.2154499999999997]
[0.2,-10,7.1854250000000004,30,4.2415775,4.1249999999999995E-2,3.1710674999999999,4.3861749999999997]
[0.2,-10,7.9067999999999996,30,5.8826000000000001,4.4999999999999998E-2,3.6825299999999999,4.5568999999999997]
[0.2,-10,8.3119250000000005,30,7.0127000000000006,4.8750000000000002E-2,4.3985775,4.6499749999999995]
[0.2,-10,8.7170500000000004,30,8.1428000000000011,5.2499999999999998E-2,5.1146250000000002,4.7430500000000002]
[0.2,-10,9.1221750000000004,30,9.2728999999999999,5.6249999999999994E-2,5.8306725000000004,4.836125]
[0.2,-10,9.5273000000000003,30,10.403,0.06,6.5467200000000014,4.9291999999999998]
[0.2,-10,9.7822250000000004,30,11.195499999999999,6.3750000000000001E-2,7.4673525000000005,4.98665]
[0.2,-10,10.03715,30,11.988,6.7500000000000004E-2,8.3879850000000005,5.0441000000000003]
[0.2,-10,10.292075000000001,30,12.7805,7.1250000000000008E-2,9.3086175000000004,5.1015499999999996]
[0.2,-10,10.547000000000001,30,13.573,7.4999999999999997E-2,10.22925,5.1589999999999998]
[0.2,-10,10.721250000000001,30,14.1515,7.8749999999999987E-2,11.3544675,5.1982249999999999]
[0.2,-10,10.8955,30,14.73,8.249999999999999E-2,12.479685,5.2374499999999999]
[0.2,-10,11.069749999999999,30,15.3085,8.6249999999999993E-2,13.6049025,5.276675]
[0.2,-10,11.244,30,15.887,0.09,14.730119999999999,5.3159000000000001]
[0.2,-10,11.37025,30,16.325749999999999,9.375E-2,16.059922499999999,5.3443000000000005]
[0.2,-10,11.496500000000001,30,16.764499999999998,9.7500000000000003E-2,17.389724999999999,5.3727]
[0.2,-10,11.62275,30,17.203249999999997,0.10125000000000001,18.719527499999998,5.4010999999999996]
[0.2,-10,11.749000000000001,30,17.641999999999999,0.105,20.049329999999998,5.4295]
[0.2,-10,11.844250000000001,30,17.985250000000001,0.10874999999999999,21.583717499999999,5.4510000000000005]
[0.2,-10,11.939500000000001,30,18.328499999999998,0.11249999999999999,23.118105,5.4725000000000001]
[0.2,-10,12.034750000000001,30,18.671749999999999,0.11624999999999999,24.652492500000001,5.4939999999999998]
[0.2,-10,12.13,30,19.015000000000001,0.12,26.186880000000006,5.5155000000000003]
[0.2,-10,12.204750000000001,30,19.290500000000002,0.12375,27.925852500000005,5.5323000000000002]
[0.2,-10,12.279500000000001,30,19.566000000000003,0.1275,29.664825000000008,5.5491000000000001]
[0.2,-10,12.35425,30,19.841500000000003,0.13125000000000001,31.40379750000001,5.5659000000000001]
[0.2,-10,12.429,30,20.117000000000001,0.13500000000000001,33.142770000000013,5.5827]
[0.2,-10,12.48875,30,20.342500000000001,0.13875000000000001,35.08632750000001,5.5856250000000003]
[0.2,-10,12.548500000000001,30,20.567999999999998,0.14250000000000002,37.029885000000007,5.5885499999999997]
[0.2,-10,12.60825,30,20.793499999999998,0.14624999999999999,38.973442500000004,5.5914749999999991]
[0.2,-10,12.667999999999999,30,21.018999999999998,0.15,40.917000000000002,5.5943999999999994]
[0.2,-7.5,1.1879900000000001,30,-5.9259875000000006,1.50276625E-2,0.41068966435180221,2.4362374999999998]
[0.2,-7.5,2.5464643750000002,30,-4.1333478125000003,1.8770746875000001E-2,0.71718724826385172,2.7353062499999998]
[0.2,-7.5,3.9049387499999999,30,-2.3407081250000004,2.2513831249999998E-2,1.0236848321759013,3.0343749999999998]
[0.2,-7.5,5.2634131249999996,30,-0.54806843750000023,2.6256915624999998E-2,1.330182416087951,3.3334437499999998]
[0.2,-7.5,6.6218874999999997,30,1.2445712499999999,0.03,1.6366800000000004,3.6325124999999998]
[0.2,-7.5,7.2980593749999993,30,2.7831221875000001,3.3750000000000002E-2,2.1481425000000001,3.7921218749999999]
[0.2,-7.5,7.9742312499999999,30,4.3216731250000002,3.7499999999999999E-2,2.659605,3.9517312499999999]
[0.2,-7.5,8.6504031250000004,30,5.8602240625000004,4.1249999999999995E-2,3.1710674999999999,4.1113406250000004]
[0.2,-7.5,9.3265750000000001,30,7.3987750000000005,4.4999999999999998E-2,3.6825299999999999,4.27095]
[0.2,-7.5,9.7060906250000016,30,8.4580187500000008,4.8750000000000002E-2,4.3985775,4.3580218750000004]
[0.2,-7.5,10.085606250000001,30,9.5172625000000011,5.2499999999999998E-2,5.1146250000000002,4.4450937499999998]
[0.2,-7.5,10.465121875000001,30,10.576506250000001,5.6249999999999994E-2,5.8306725000000004,4.5321656249999993]
[0.2,-7.5,10.844637500000001,30,11.635750000000002,0.06,6.5467200000000014,4.6192374999999997]
[0.2,-7.5,11.083384375000001,30,12.378468750000001,6.3750000000000001E-2,7.4673525000000005,4.6730499999999999]
[0.2,-7.5,11.322131250000002,30,13.121187500000001,6.7500000000000004E-2,8.3879850000000005,4.7268624999999993]
[0.2,-7.5,11.560878125000002,30,13.863906250000001,7.1250000000000008E-2,9.3086175000000004,4.7806749999999996]
[0.2,-7.5,11.799625000000001,30,14.606625000000001,7.4999999999999997E-2,10.22925,4.8344874999999998]
[0.2,-7.5,11.962781249999999,30,15.148750000000001,7.8749999999999987E-2,11.3544675,4.871228125]
[0.2,-7.5,12.125937499999999,30,15.690875000000002,8.249999999999999E-2,12.479685,4.9079687500000002]
[0.2,-7.5,12.289093749999999,30,16.233000000000004,8.6249999999999993E-2,13.6049025,4.9447093750000004]
[0.2,-7.5,12.452249999999999,30,16.775125000000003,0.09,14.730119999999999,4.9814500000000006]
[0.2,-7.5,12.570437500000001,30,17.1863125,9.375E-2,16.059922499999999,5.0080500000000008]
[0.2,-7.5,12.688625,30,17.5975,9.7500000000000003E-2,17.389724999999999,5.0346500000000001]
[0.2,-7.5,12.806812499999999,30,18.008687500000001,0.10125000000000001,18.719527499999998,5.0612499999999994]
[0.2,-7.5,12.925000000000001,30,18.419874999999998,0.105,20.049329999999998,5.0878499999999995]
[0.2,-7.5,13.014187500000002,30,18.741499999999998,0.10874999999999999,21.583717499999999,5.1079875000000001]
[0.2,-7.5,13.103375000000002,30,19.063124999999999,0.11249999999999999,23.118105,5.1281249999999998]
[0.2,-7.5,13.192562500000001,30,19.38475,0.11624999999999999,24.652492500000001,5.1482624999999995]
[0.2,-7.5,13.281750000000002,30,19.706375000000001,0.12,26.186880000000006,5.1684000000000001]
[0.2,-7.5,13.351718750000002,30,19.96453125,0.12375,27.925852500000005,5.1841375000000003]
[0.2,-7.5,13.421687500000001,30,20.222687499999999,0.1275,29.664825000000008,5.1998750000000005]
[0.2,-7.5,13.49165625,30,20.480843749999998,0.13125000000000001,31.40379750000001,5.2156125000000007]
[0.2,-7.5,13.561624999999999,30,20.739000000000001,0.13500000000000001,33.142770000000013,5.2313499999999999]
[0.2,-7.5,13.617562499999998,30,20.950343750000002,0.13875000000000001,35.08632750000001,5.2340906250000003]
[0.2,-7.5,13.673499999999999,30,21.161687499999999,0.14250000000000002,37.029885000000007,5.2368312499999998]
[0.2,-7.5,13.7294375,30,21.373031249999997,0.14624999999999999,38.973442500000004,5.2395718749999993]
[0.2,-7.5,13.785374999999998,30,21.584374999999998,0.15,40.917000000000002,5.2423124999999988]
[0.2,-5,3.1514200000000003,30,-3.5222750000000005,1.5054425E-2,0.41216022683059234,2.2714750000000001]
[0.2,-5,4.4191837500000002,30,-1.8490481250000004,1.879081875E-2,0.71829017012294438,2.5513624999999998]
[0.2,-5,5.6869474999999996,30,-0.17582125000000026,2.2527212499999998E-2,1.0244201134152964,2.8312499999999998]
[0.2,-5,6.954711249999999,30,1.4974056249999999,2.6263606249999998E-2,1.3305500567076485,3.1111374999999999]
[0.2,-5,8.2224749999999993,30,3.1706325,0.03,1.6366800000000004,3.391025]
[0.2,-5,8.8534437500000003,30,4.6067118750000002,3.3750000000000002E-2,2.1481425000000001,3.53951875]
[0.2,-5,9.4844124999999995,30,6.0427912500000005,3.7499999999999999E-2,2.659605,3.6880125000000001]
[0.2,-5,10.115381249999999,30,7.4788706250000008,4.1249999999999995E-2,3.1710674999999999,3.8365062500000002]
[0.2,-5,10.74635,30,8.914950000000001,4.4999999999999998E-2,3.6825299999999999,3.9849999999999999]
[0.2,-5,11.100256249999999,30,9.903337500000001,4.8750000000000002E-2,4.3985775,4.0660687499999995]
[0.2,-5,11.454162499999999,30,10.891725000000001,5.2499999999999998E-2,5.1146250000000002,4.1471374999999995]
[0.2,-5,11.80806875,30,11.880112500000001,5.6249999999999994E-2,5.8306725000000004,4.2282062499999995]
[0.2,-5,12.161975,30,12.868500000000001,0.06,6.5467200000000014,4.3092749999999995]
[0.2,-5,12.384543749999999,30,13.5614375,6.3750000000000001E-2,7.4673525000000005,4.3594499999999998]
[0.2,-5,12.607112499999999,30,14.254375,6.7500000000000004E-2,8.3879850000000005,4.4096250000000001]
[0.2,-5,12.82968125,30,14.947312499999999,7.1250000000000008E-2,9.3086175000000004,4.4597999999999995]
[0.2,-5,13.052250000000001,30,15.64025,7.4999999999999997E-2,10.22925,4.5099749999999998]
[0.2,-5,13.2043125,30,16.146000000000001,7.8749999999999987E-2,11.3544675,4.5442312499999993]
[0.2,-5,13.356375,30,16.65175,8.249999999999999E-2,12.479685,4.5784874999999996]
[0.2,-5,13.508437499999999,30,17.157499999999999,8.6249999999999993E-2,13.6049025,4.6127437499999999]
[0.2,-5,13.660499999999999,30,17.663250000000001,0.09,14.730119999999999,4.6470000000000002]
[0.2,-5,13.770624999999999,30,18.046875,9.375E-2,16.059922499999999,4.6718000000000002]
[0.2,-5,13.880749999999999,30,18.430500000000002,9.7500000000000003E-2,17.389724999999999,4.6966000000000001]
[0.2,-5,13.990874999999999,30,18.814125000000001,0.10125000000000001,18.719527499999998,4.7214]
[0.2,-5,14.100999999999999,30,19.197749999999999,0.105,20.049329999999998,4.7462]
[0.2,-5,14.184125,30,19.49775,0.10874999999999999,21.583717499999999,4.7649749999999997]
[0.2,-5,14.267250000000001,30,19.797750000000001,0.11249999999999999,23.118105,4.7837500000000004]
[0.2,-5,14.350375000000001,30,20.097750000000001,0.11624999999999999,24.652492500000001,4.802525000000001]
[0.2,-5,14.433500000000002,30,20.397750000000002,0.12,26.186880000000006,4.8213000000000008]
[0.2,-5,14.498687500000003,30,20.638562500000003,0.12375,27.925852500000005,4.8359750000000004]
[0.2,-5,14.563875000000001,30,20.879375000000003,0.1275,29.664825000000008,4.8506499999999999]
[0.2,-5,14.6290625,30,21.1201875,0.13125000000000001,31.40379750000001,4.8653250000000003]
[0.2,-5,14.69425,30,21.361000000000001,0.13500000000000001,33.142770000000013,4.88]
[0.2,-5,14.746375,30,21.558187500000003,0.13875000000000001,35.08632750000001,4.8825562500000004]
[0.2,-5,14.798500000000001,30,21.755375000000001,0.14250000000000002,37.029885000000007,4.8851125]
[0.2,-5,14.850625000000001,30,21.952562499999999,0.14624999999999999,38.973442500000004,4.8876687499999996]
[0.2,-5,14.902749999999999,30,22.149749999999997,0.15,40.917000000000002,4.8902249999999992]
[0.2,-2.5,5.1148500000000006,30,-1.1185625000000003,1.5081187499999999E-2,0.41363078930938246,2.1067125]
[0.2,-2.5,6.2919031250000002,30,0.43525156249999974,1.8810890625E-2,0.71939309198203694,2.3674187499999997]
[0.2,-2.5,7.4689562499999997,30,1.9890656249999998,2.2540593749999997E-2,1.0251553946546914,2.6281249999999998]
[0.2,-2.5,8.6460093749999984,30,3.5428796875000002,2.6270296874999998E-2,1.330917697327346,2.88883125]
[0.2,-2.5,9.8230624999999989,30,5.09669375,0.03,1.6366800000000004,3.1495375000000001]
[0.2,-2.5,10.408828124999999,30,6.4303015625000004,3.3750000000000002E-2,2.1481425000000001,3.2869156249999998]
[0.2,-2.5,10.99459375,30,7.7639093750000008,3.7499999999999999E-2,2.659605,3.4242937499999999]
[0.2,-2.5,11.580359375,30,9.0975171875000012,4.1249999999999995E-2,3.1710674999999999,3.561671875]
[0.2,-2.5,12.166125000000001,30,10.431125000000002,4.4999999999999998E-2,3.6825299999999999,3.6990499999999997]
[0.2,-2.5,12.494421875,30,11.348656250000001,4.8750000000000002E-2,4.3985775,3.7741156249999999]
[0.2,-2.5,12.82271875,30,12.266187500000001,5.2499999999999998E-2,5.1146250000000002,3.84918125]
[0.2,-2.5,13.151015624999999,30,13.183718750000001,5.6249999999999994E-2,5.8306725000000004,3.9242468749999997]
[0.2,-2.5,13.479312499999999,30,14.10125,0.06,6.5467200000000014,3.9993124999999998]
[0.2,-2.5,13.685703125,30,14.744406250000001,6.3750000000000001E-2,7.4673525000000005,4.0458499999999997]
[0.2,-2.5,13.892093750000001,30,15.3875625,6.7500000000000004E-2,8.3879850000000005,4.0923875000000001]
[0.2,-2.5,14.098484375000002,30,16.030718749999998,7.1250000000000008E-2,9.3086175000000004,4.1389250000000004]
[0.2,-2.5,14.304875000000001,30,16.673874999999999,7.4999999999999997E-2,10.22925,4.1854624999999999]
[0.2,-2.5,14.445843750000002,30,17.143250000000002,7.8749999999999987E-2,11.3544675,4.2172343750000003]
[0.2,-2.5,14.586812500000001,30,17.612625000000001,8.249999999999999E-2,12.479685,4.2490062499999999]
[0.2,-2.5,14.72778125,30,18.082000000000001,8.6249999999999993E-2,13.6049025,4.2807781249999994]
[0.2,-2.5,14.868749999999999,30,18.551375,0.09,14.730119999999999,4.3125499999999999]
[0.2,-2.5,14.970812499999999,30,18.9074375,9.375E-2,16.059922499999999,4.3355499999999996]
[0.2,-2.5,15.072875,30,19.263500000000001,9.7500000000000003E-2,17.389724999999999,4.3585500000000001]
[0.2,-2.5,15.174937499999999,30,19.619562500000001,0.10125000000000001,18.719527499999998,4.3815500000000007]
[0.2,-2.5,15.276999999999999,30,19.975625000000001,0.105,20.049329999999998,4.4045500000000004]
[0.2,-2.5,15.354062500000001,30,20.254000000000001,0.10874999999999999,21.583717499999999,4.4219625000000002]
[0.2,-2.5,15.431125000000002,30,20.532375000000002,0.11249999999999999,23.118105,4.4393750000000001]
[0.2,-2.5,15.508187500000002,30,20.810750000000002,0.11624999999999999,24.652492500000001,4.4567875000000008]
[0.2,-2.5,15.585250000000002,30,21.089125000000003,0.12,26.186880000000006,4.4742000000000006]
[0.2,-2.5,15.645656250000002,30,21.312593750000001,0.12375,27.925852500000005,4.4878125000000004]
[0.2,-2.5,15.706062500000002,30,21.5360625,0.1275,29.664825000000008,4.5014250000000002]
[0.2,-2.5,15.766468750000001,30,21.759531250000002,0.13125000000000001,31.40379750000001,4.5150375]
[0.2,-2.5,15.826874999999999,30,21.983000000000001,0.13500000000000001,33.142770000000013,4.5286499999999998]
[0.2,-2.5,15.875187499999999,30,22.166031250000003,0.13875000000000001,35.08632750000001,4.5310218750000004]
[0.2,-2.5,15.923500000000001,30,22.349062500000002,0.14250000000000002,37.029885000000007,4.5333937500000001]
[0.2,-2.5,15.9718125,30,22.532093750000001,0.14624999999999999,38.973442500000004,4.5357656249999998]
[0.2,-2.5,16.020125,30,22.715125,0.15,40.917000000000002,4.5381374999999995]
[0.2,0,7.0782800000000003,30,1.2851499999999998,1.5107949999999998E-2,0.41510135178817265,1.9419500000000001]
[0.2,0,11.42365,30,7.0227550000000001,0.03,1.6366800000000004,2.9080500000000002]
[0.2,0,13.585900000000001,30,11.9473,4.4999999999999998E-2,3.6825299999999999,3.4131]
[0.2,0,14.79665,30,15.334,0.06,6.5467200000000014,3.6893500000000001]
[0.2,0,15.557500000000001,30,17.7075,7.4999999999999997E-2,10.22925,3.8609499999999999]
[0.2,0,16.076999999999998,30,19.439500000000002,0.09,14.730119999999999,3.9781000000000004]
[0.2,0,16.452999999999999,30,20.753499999999999,0.105,20.049329999999998,4.0629]
[0.2,0,16.737000000000002,30,21.7805,0.12,26.186880000000006,4.1271000000000004]
[0.2,0,16.959499999999998,30,22.605,0.13500000000000001,33.142770000000013,4.1772999999999998]
[0.2,0,17.137499999999999,30,23.2805,0.15,40.917000000000002,4.1860499999999998]
[0.2,2.5,9.0417100000000001,30,3.6888624999999999,1.5134712499999998E-2,0.41657191426696283,1.7771875000000001]
[0.2,2.5,13.024237500000002,30,8.9488162500000001,0.03,1.6366800000000004,2.6665625000000004]
[0.2,2.5,15.005675,30,13.463474999999999,4.4999999999999998E-2,3.6825299999999999,3.1271500000000003]
[0.2,2.5,16.1139875,30,16.566749999999999,0.06,6.5467200000000014,3.3793875]
[0.2,2.5,16.810124999999999,30,18.741124999999997,7.4999999999999997E-2,10.22925,3.5364374999999999]
[0.2,2.5,17.285249999999998,30,20.327625000000001,0.09,14.730119999999999,3.6436500000000005]
[0.2,2.5,17.628999999999998,30,21.531374999999997,0.105,20.049329999999998,3.7212499999999999]
[0.2,2.5,17.888750000000002,30,22.471874999999997,0.12,26.186880000000006,3.7800000000000002]
[0.2,2.5,18.092124999999999,30,23.227,0.13500000000000001,33.142770000000013,3.8259499999999997]
[0.2,2.5,18.254874999999998,30,23.845874999999999,0.15,40.917000000000002,3.8339624999999997]
[0.2,5,11.005140000000001,30,6.0925750000000001,1.5161474999999999E-2,0.41804247674575301,1.612425]
[0.2,5,14.624825000000001,30,10.8748775,0.03,1.6366800000000004,2.4250750000000001]
[0.2,5,16.425450000000001,30,14.979649999999999,4.4999999999999998E-2,3.6825299999999999,2.8412000000000002]
[0.2,5,17.431325000000001,30,17.799500000000002,0.06,6.5467200000000014,3.0694249999999998]
[0.2,5,18.062750000000001,30,19.774749999999997,7.4999999999999997E-2,10.22925,3.2119249999999999]
[0.2,5,18.493499999999997,30,21.21575,0.09,14.730119999999999,3.3092000000000006]
[0.2,5,18.805,30,22.309249999999999,0.105,20.049329999999998,3.3795999999999999]
[0.2,5,19.040500000000002,30,23.163249999999998,0.12,26.186880000000006,3.4329000000000001]
[0.2,5,19.22475,30,23.849,0.13500000000000001,33.142770000000013,3.4745999999999997]
[0.2,5,19.372250000000001,30,24.411250000000003,0.15,40.917000000000002,3.4818749999999996]
[0.2,10,14.932,30,10.9,1.5214999999999999E-2,0.42098360170333332,1.2829000000000002]
[0.2,10,17.826000000000001,30,14.727,0.03,1.6366800000000004,1.9420999999999999]
[0.2,10,19.265000000000001,30,18.012,4.4999999999999998E-2,3.6825299999999999,2.2693000000000003]
[0.2,10,20.065999999999999,30,20.265000000000001,0.06,6.5467200000000014,2.4495]
[0.2,10,20.568000000000001,30,21.841999999999999,7.4999999999999997E-2,10.22925,2.5629]
[0.2,10,20.91,30,22.992000000000001,0.09,14.730119999999999,2.6403000000000003]
[0.2,10,21.157,30,23.864999999999998,0.105,20.049329999999998,2.6963000000000004]
[0.2,10,21.344000000000001,30,24.545999999999999,0.12,26.186880000000006,2.7386999999999997]
[0.2,10,21.49,30,25.093,0.13500000000000001,33.142770000000013,2.7719]
[0.2,10,21.606999999999999,30,25.542000000000002,0.15,40.917000000000002,2.7776999999999998]
[0.18,-30,-4.1494,70,-24.352499999999999,1.5372400000000001E-2,0.42973886060498673,6.2030999999999992]
[0.18,-30,11.347950000000001,70,-3.5501499999999999,0.03,1.6366800000000004,9.330449999999999]
[0.18,-30,19.077999999999999,70,13.3125,4.4999999999999998E-2,3.6825299999999999,10.73]
[0.18,-30,23.318999999999999,70,24.478000000000002,0.06,6.5467200000000014,11.462499999999999]
[0.18,-30,25.948999999999998,70,32.131,7.4999999999999997E-2,10.22925,11.910499999999999]
[0.18,-30,27.725999999999999,70,37.639499999999998,0.09,14.730119999999999,12.211500000000001]
[0.18,-30,29.003500000000003,70,41.774000000000001,0.105,20.049329999999998,12.426]
[0.18,-30,29.963999999999999,70,44.983499999999999,0.12,26.186880000000006,12.587]
[0.18,-30,30.712000000000003,70,47.543999999999997,0.13500000000000001,33.142770000000013,12.712499999999999]
[0.18,-30,31.311,70,49.6325,0.15,40.917000000000002,12.734]
[0.18,-20,3.6913999999999998,70,-14.978349999999999,1.5225900000000001E-2,0.42162726052907673,5.4900749999999992]
[0.18,-20,17.893225000000001,70,3.9489749999999999,0.03,1.6366800000000004,8.3646250000000002]
[0.18,-20,24.819749999999999,70,19.120249999999999,4.4999999999999998E-2,3.6825299999999999,9.62805]
[0.18,-20,28.604750000000003,70,29.151250000000001,0.06,6.5467200000000014,10.287049999999999]
[0.18,-20,30.94725,70,36.021999999999998,7.4999999999999997E-2,10.22925,10.688174999999999]
[0.18,-20,32.52825,70,40.965499999999999,0.09,14.730119999999999,10.9575]
[0.18,-20,33.664000000000001,70,44.6755,0.105,20.049329999999998,11.149675]
[0.18,-20,34.517499999999998,70,47.555250000000001,0.12,26.186880000000006,11.294025]
[0.18,-20,35.182000000000002,70,49.85275,0.13500000000000001,33.142770000000013,11.406224999999999]
[0.18,-20,35.713750000000005,70,51.726500000000001,0.15,40.917000000000002,11.425750000000001]
[0.18,-15,7.6117999999999997,70,-10.291274999999999,1.515265E-2,0.4175714604911217,5.1335624999999991]
[0.18,-15,11.000315624999999,70,-5.793821874999999,1.8864487499999999E-2,0.72234859536834128,5.8205999999999989]
[0.18,-15,14.388831249999999,70,-1.2963687499999992,2.2576325000000001E-2,1.027125730245561,6.5076374999999995]
[0.18,-15,17.777346874999999,70,3.2010843750000006,2.62881625E-2,1.3319028651227807,7.1946750000000002]
[0.18,-15,21.165862499999999,70,7.6985375000000005,0.03,1.6366800000000004,7.8817124999999999]
[0.18,-15,22.797053124999998,70,11.279934375,3.3750000000000002E-2,2.1481425000000001,8.1805531249999994]
[0.18,-15,24.42824375,70,14.861331249999999,3.7499999999999999E-2,2.659605,8.4793937499999998]
[0.18,-15,26.059434374999999,70,18.442728124999999,4.1249999999999995E-2,3.1710674999999999,8.7782343750000003]
[0.18,-15,27.690624999999997,70,22.024124999999998,4.4999999999999998E-2,3.6825299999999999,9.0770750000000007]
[0.18,-15,28.579874999999998,70,24.390062499999999,4.8750000000000002E-2,4.3985775,9.2326374999999992]
[0.18,-15,29.469124999999998,70,26.756,5.2499999999999998E-2,5.1146250000000002,9.3881999999999994]
[0.18,-15,30.358375000000002,70,29.121937500000001,5.6249999999999994E-2,5.8306725000000004,9.5437624999999997]
[0.18,-15,31.247625000000003,70,31.487875000000003,0.06,6.5467200000000014,9.6993249999999982]
[0.18,-15,31.797312500000004,70,33.107781250000002,6.3750000000000001E-2,7.4673525000000005,9.7937468749999983]
[0.18,-15,32.347000000000001,70,34.727687500000002,6.7500000000000004E-2,8.3879850000000005,9.8881687499999984]
[0.18,-15,32.896687499999999,70,36.347593750000001,7.1250000000000008E-2,9.3086175000000004,9.9825906249999985]
[0.18,-15,33.446375000000003,70,37.967500000000001,7.4999999999999997E-2,10.22925,10.077012499999999]
[0.18,-15,33.817125000000004,70,39.132750000000001,7.8749999999999987E-2,11.3544675,10.140384375]
[0.18,-15,34.187875000000005,70,40.298000000000002,8.249999999999999E-2,12.479685,10.20375625]
[0.18,-15,34.558625000000006,70,41.463250000000002,8.6249999999999993E-2,13.6049025,10.267128124999999]
[0.18,-15,34.929375,70,42.628500000000003,0.09,14.730119999999999,10.330500000000001]
[0.18,-15,35.19559375,70,43.502937500000002,9.375E-2,16.059922499999999,10.375753125000001]
[0.18,-15,35.461812500000001,70,44.377375000000001,9.7500000000000003E-2,17.389724999999999,10.421006250000001]
[0.18,-15,35.728031250000001,70,45.2518125,0.10125000000000001,18.719527499999998,10.466259375]
[0.18,-15,35.994250000000001,70,46.126249999999999,0.105,20.049329999999998,10.5115125]
[0.18,-15,36.194249999999997,70,46.80496875,0.10874999999999999,21.583717499999999,10.545518749999999]
[0.18,-15,36.39425,70,47.483687500000002,0.11249999999999999,23.118105,10.579525]
[0.18,-15,36.594250000000002,70,48.162406250000004,0.11624999999999999,24.652492500000001,10.613531249999999]
[0.18,-15,36.794249999999998,70,48.841124999999998,0.12,26.186880000000006,10.647537499999999]
[0.18,-15,36.949937500000004,70,49.382625000000004,0.12375,27.925852500000005,10.673924999999999]
[0.18,-15,37.105625000000003,70,49.924125000000004,0.1275,29.664825000000008,10.700312499999999]
[0.18,-15,37.261312500000003,70,50.465625000000003,0.13125000000000001,31.40379750000001,10.726699999999999]
[0.18,-15,37.417000000000002,70,51.007125000000002,0.13500000000000001,33.142770000000013,10.753087499999999]
[0.18,-15,37.541531250000006,70,51.448718749999998,0.13875000000000001,35.08632750000001,10.757721875]
[0.18,-15,37.666062500000002,70,51.8903125,0.14250000000000002,37.029885000000007,10.76235625]
[0.18,-15,37.790593749999999,70,52.331906250000003,0.14624999999999999,38.973442500000004,10.766990625]
[0.18,-15,37.915125000000003,70,52.773499999999999,0.15,40.917000000000002,10.771625]
[0.18,-10,11.5322,70,-5.6042000000000005,1.50794E-2,0.41351566045316673,4.7770499999999991]
[0.18,-10,14.758774999999998,70,-1.3411250000000003,1.8809550000000001E-2,0.71930674533987515,5.4324874999999988]
[0.18,-10,17.985349999999997,70,2.9219499999999998,2.2539699999999999E-2,1.0250978302265836,6.0879249999999994]
[0.18,-10,21.211924999999997,70,7.1850249999999996,2.6269849999999997E-2,1.3308889151132921,6.7433624999999999]
[0.18,-10,24.438499999999998,70,11.4481,0.03,1.6366800000000004,7.3987999999999996]
[0.18,-10,25.969249999999999,70,14.818074999999999,3.3750000000000002E-2,2.1481425000000001,7.6806249999999991]
[0.18,-10,27.5,70,18.188049999999997,3.7499999999999999E-2,2.659605,7.9624499999999996]
[0.18,-10,29.030749999999998,70,21.558024999999997,4.1249999999999995E-2,3.1710674999999999,8.244275]
[0.18,-10,30.561499999999999,70,24.927999999999997,4.4999999999999998E-2,3.6825299999999999,8.5260999999999996]
[0.18,-10,31.393749999999997,70,27.152124999999998,4.8750000000000002E-2,4.3985775,8.6724749999999986]
[0.18,-10,32.225999999999999,70,29.376249999999999,5.2499999999999998E-2,5.1146250000000002,8.8188499999999994]
[0.18,-10,33.058250000000001,70,31.600375,5.6249999999999994E-2,5.8306725000000004,8.9652250000000002]
[0.18,-10,33.890500000000003,70,33.8245,0.06,6.5467200000000014,9.1115999999999993]
[0.18,-10,34.404250000000005,70,35.346625000000003,6.3750000000000001E-2,7.4673525000000005,9.2001624999999994]
[0.18,-10,34.918000000000006,70,36.868749999999999,6.7500000000000004E-2,8.3879850000000005,9.2887249999999995]
[0.18,-10,35.431750000000008,70,38.390874999999994,7.1250000000000008E-2,9.3086175000000004,9.3772874999999996]
[0.18,-10,35.945500000000003,70,39.912999999999997,7.4999999999999997E-2,10.22925,9.4658499999999997]
[0.18,-10,36.291750000000008,70,41.007624999999997,7.8749999999999987E-2,11.3544675,9.5252625000000002]
[0.18,-10,36.638000000000005,70,42.102249999999998,8.249999999999999E-2,12.479685,9.5846750000000007]
[0.18,-10,36.984250000000003,70,43.196874999999999,8.6249999999999993E-2,13.6049025,9.6440875000000013]
[0.18,-10,37.330500000000001,70,44.291499999999999,0.09,14.730119999999999,9.7035]
[0.18,-10,37.579000000000001,70,45.112875000000003,9.375E-2,16.059922499999999,9.745962500000001]
[0.18,-10,37.827500000000001,70,45.934249999999999,9.7500000000000003E-2,17.389724999999999,9.7884250000000002]
[0.18,-10,38.076000000000001,70,46.755624999999995,0.10125000000000001,18.719527499999998,9.8308874999999993]
[0.18,-10,38.3245,70,47.576999999999998,0.105,20.049329999999998,9.8733500000000003]
[0.18,-10,38.511125,70,48.214500000000001,0.10874999999999999,21.583717499999999,9.9052749999999996]
[0.18,-10,38.697749999999999,70,48.851999999999997,0.11249999999999999,23.118105,9.9372000000000007]
[0.18,-10,38.884374999999999,70,49.489499999999992,0.11624999999999999,24.652492500000001,9.969125]
[0.18,-10,39.070999999999998,70,50.126999999999995,0.12,26.186880000000006,10.001049999999999]
[0.18,-10,39.216250000000002,70,50.635624999999997,0.12375,27.925852500000005,10.025774999999999]
[0.18,-10,39.361499999999999,70,51.14425,0.1275,29.664825000000008,10.0505]
[0.18,-10,39.506749999999997,70,51.652875000000002,0.13125000000000001,31.40379750000001,10.075225]
[0.18,-10,39.652000000000001,70,52.161500000000004,0.13500000000000001,33.142770000000013,10.09995]
[0.18,-10,39.768124999999998,70,52.576250000000002,0.13875000000000001,35.08632750000001,10.1043375]
[0.18,-10,39.884250000000002,70,52.991,0.14250000000000002,37.029885000000007,10.108725]
[0.18,-10,40.000375000000005,70,53.405749999999998,0.14624999999999999,38.973442500000004,10.1131125]
[0.18,-10,40.116500000000002,70,53.820499999999996,0.15,40.917000000000002,10.1175]
[0.18,-7.5,13.4668625,70,-3.2294875000000003,1.5080668750000002E-2,0.41358504713237715,4.6575187499999995]
[0.18,-7.5,16.595443750000001,70,0.90382812499999965,1.8810501562500002E-2,0.71935878534928299,5.2848890624999996]
[0.18,-7.5,19.724024999999997,70,5.0371437499999994,2.2540334374999998E-2,1.0251325235661888,5.9122593749999997]
[0.18,-7.5,22.852606250000001,70,9.1704593750000001,2.6270167187499999E-2,1.3309062617830945,6.5396296875000006]
[0.18,-7.5,25.981187500000001,70,13.303775,0.03,1.6366800000000004,7.1669999999999998]
[0.18,-7.5,27.462499999999999,70,16.568190625,3.3750000000000002E-2,2.1481425000000001,7.4391296874999995]
[0.18,-7.5,28.9438125,70,19.832606249999998,3.7499999999999999E-2,2.659605,7.711259375]
[0.18,-7.5,30.425124999999994,70,23.097021874999999,4.1249999999999995E-2,3.1710674999999999,7.9833890625000006]
[0.18,-7.5,31.906437499999996,70,26.361437500000001,4.4999999999999998E-2,3.6825299999999999,8.2555187500000002]
[0.18,-7.5,32.711187499999994,70,28.515156249999997,4.8750000000000002E-2,4.3985775,8.3970781250000002]
[0.18,-7.5,33.5159375,70,30.668875,5.2499999999999998E-2,5.1146250000000002,8.5386375000000001]
[0.18,-7.5,34.320687499999998,70,32.822593750000003,5.6249999999999994E-2,5.8306725000000004,8.680196875]
[0.18,-7.5,35.125437500000004,70,34.976312500000006,0.06,6.5467200000000014,8.82175625]
[0.18,-7.5,35.622015625000003,70,36.450078124999997,6.3750000000000001E-2,7.4673525000000005,8.9074484374999994]
[0.18,-7.5,36.118593750000002,70,37.923843750000003,6.7500000000000004E-2,8.3879850000000005,8.9931406249999988]
[0.18,-7.5,36.615171875000001,70,39.397609375000002,7.1250000000000008E-2,9.3086175000000004,9.0788328125]
[0.18,-7.5,37.111750000000001,70,40.871375,7.4999999999999997E-2,10.22925,9.1645250000000011]
[0.18,-7.5,37.446375000000003,70,41.931203124999996,7.8749999999999987E-2,11.3544675,9.2220218749999994]
[0.18,-7.5,37.780999999999999,70,42.991031249999999,8.249999999999999E-2,12.479685,9.2795187500000011]
[0.18,-7.5,38.115625000000001,70,44.050859375000002,8.6249999999999993E-2,13.6049025,9.3370156249999994]
[0.18,-7.5,38.450249999999997,70,45.110687499999997,0.09,14.730119999999999,9.3945124999999994]
[0.18,-7.5,38.690359375,70,45.905890624999998,9.375E-2,16.059922499999999,9.4356156250000005]
[0.18,-7.5,38.930468750000003,70,46.701093749999998,9.7500000000000003E-2,17.389724999999999,9.4767187499999999]
[0.18,-7.5,39.170578124999999,70,47.496296874999999,0.10125000000000001,18.719527499999998,9.5178218749999992]
[0.18,-7.5,39.410687499999995,70,48.291499999999999,0.105,20.049329999999998,9.5589250000000003]
[0.18,-7.5,39.591000000000001,70,48.908703124999995,0.10874999999999999,21.583717499999999,9.5898203125000006]
[0.18,-7.5,39.771312499999993,70,49.525906249999998,0.11249999999999999,23.118105,9.6207156250000008]
[0.18,-7.5,39.951624999999993,70,50.143109375000002,0.11624999999999999,24.652492500000001,9.651610937500001]
[0.18,-7.5,40.131937499999992,70,50.760312499999998,0.12,26.186880000000006,9.6825062500000012]
[0.18,-7.5,40.272265625000003,70,51.252734375000003,0.12375,27.925852500000005,9.7064406250000008]
[0.18,-7.5,40.412593749999999,70,51.745156249999994,0.1275,29.664825000000008,9.7303750000000004]
[0.18,-7.5,40.552921874999996,70,52.237578124999999,0.13125000000000001,31.40379750000001,9.7543093750000001]
[0.18,-7.5,40.693250000000006,70,52.73,0.13500000000000001,33.142770000000013,9.7782437499999997]
[0.18,-7.5,40.805437499999996,70,53.131531249999995,0.13875000000000001,35.08632750000001,9.7824843749999992]
[0.18,-7.5,40.917625000000001,70,53.5330625,0.14250000000000002,37.029885000000007,9.7867250000000006]
[0.18,-7.5,41.029812499999998,70,53.934593749999998,0.14624999999999999,38.973442500000004,9.7909656250000001]
[0.18,-7.5,41.141999999999996,70,54.336124999999996,0.15,40.917000000000002,9.7952062499999997]
[0.18,-5,15.401524999999999,70,-0.85477500000000017,1.50819375E-2,0.41365443381158756,4.5379874999999998]
[0.18,-5,18.432112499999999,70,3.1487812499999999,1.8811453124999999E-2,0.71941082535869083,5.1372906249999994]
[0.18,-5,21.462700000000002,70,7.1523374999999998,2.2540968749999998E-2,1.0251672169057939,5.7365937499999999]
[0.18,-5,24.493287500000001,70,11.155893750000001,2.6270484375E-2,1.330923608452897,6.3358968749999995]
[0.18,-5,27.523875,70,15.15945,0.03,1.6366800000000004,6.9352]
[0.18,-5,28.955750000000002,70,18.318306249999999,3.3750000000000002E-2,2.1481425000000001,7.1976343749999998]
[0.18,-5,30.387625,70,21.477162499999999,3.7499999999999999E-2,2.659605,7.4600687500000005]
[0.18,-5,31.819499999999998,70,24.636018750000002,4.1249999999999995E-2,3.1710674999999999,7.7225031250000002]
[0.18,-5,33.251374999999996,70,27.794875000000001,4.4999999999999998E-2,3.6825299999999999,7.9849375000000009]
[0.18,-5,34.028624999999991,70,29.878187500000003,4.8750000000000002E-2,4.3985775,8.1216812500000017]
[0.18,-5,34.805875,70,31.961500000000001,5.2499999999999998E-2,5.1146250000000002,8.2584250000000008]
[0.18,-5,35.583124999999995,70,34.044812500000006,5.6249999999999994E-2,5.8306725000000004,8.3951687499999998]
[0.18,-5,36.360374999999998,70,36.128124999999997,0.06,6.5467200000000014,8.5319125000000007]
[0.18,-5,36.839781250000001,70,37.553531250000006,6.3750000000000001E-2,7.4673525000000005,8.6147343750000012]
[0.18,-5,37.319187499999998,70,38.978937500000001,6.7500000000000004E-2,8.3879850000000005,8.6975562499999999]
[0.18,-5,37.798593750000002,70,40.404343749999995,7.1250000000000008E-2,9.3086175000000004,8.7803781249999986]
[0.18,-5,38.278000000000006,70,41.829749999999997,7.4999999999999997E-2,10.22925,8.8631999999999991]
[0.18,-5,38.600999999999999,70,42.854781249999995,7.8749999999999987E-2,11.3544675,8.9187812499999986]
[0.18,-5,38.924000000000007,70,43.8798125,8.249999999999999E-2,12.479685,8.9743624999999998]
[0.18,-5,39.247,70,44.904843749999998,8.6249999999999993E-2,13.6049025,9.029943750000001]
[0.18,-5,39.57,70,45.929874999999996,0.09,14.730119999999999,9.0855250000000005]
[0.18,-5,39.801718749999999,70,46.698906249999993,9.375E-2,16.059922499999999,9.12526875]
[0.18,-5,40.033437499999998,70,47.467937499999998,9.7500000000000003E-2,17.389724999999999,9.1650124999999996]
[0.18,-5,40.265156250000004,70,48.236968750000003,0.10125000000000001,18.719527499999998,9.2047562499999991]
[0.18,-5,40.496875000000003,70,49.006,0.105,20.049329999999998,9.2444999999999986]
[0.18,-5,40.670874999999995,70,49.602906250000004,0.10874999999999999,21.583717499999999,9.2743656249999997]
[0.18,-5,40.844875000000002,70,50.199812499999993,0.11249999999999999,23.118105,9.3042312500000008]
[0.18,-5,41.018875000000001,70,50.796718749999997,0.11624999999999999,24.652492500000001,9.3340968750000002]
[0.18,-5,41.192875000000001,70,51.393625,0.12,26.186880000000006,9.3639624999999995]
[0.18,-5,41.328281250000003,70,51.869843749999994,0.12375,27.925852500000005,9.3871062500000004]
[0.18,-5,41.463687499999999,70,52.346062499999995,0.1275,29.664825000000008,9.4102500000000013]
[0.18,-5,41.599093750000002,70,52.822281249999996,0.13125000000000001,31.40379750000001,9.4333937500000005]
[0.18,-5,41.734500000000004,70,53.298499999999997,0.13500000000000001,33.142770000000013,9.4565374999999996]
[0.18,-5,41.842750000000002,70,53.686812500000002,0.13875000000000001,35.08632750000001,9.4606312499999987]
[0.18,-5,41.951000000000001,70,54.075125,0.14250000000000002,37.029885000000007,9.4647249999999996]
[0.18,-5,42.059249999999999,70,54.463437499999998,0.14624999999999999,38.973442500000004,9.4688187500000005]
[0.18,-5,42.167500000000004,70,54.851749999999996,0.15,40.917000000000002,9.4729124999999996]
[0.18,-2.5,17.336187500000001,70,1.5199374999999999,1.508320625E-2,0.41372382049079798,4.4184562499999993]
[0.18,-2.5,20.268781249999996,70,5.3937343750000002,1.8812404687499999E-2,0.71946286536809856,4.9896921874999993]
[0.18,-2.5,23.201374999999999,70,9.2675312500000011,2.2541603124999997E-2,1.0252019102453991,5.5609281249999993]
[0.18,-2.5,26.133968750000001,70,13.141328125000001,2.6270801562499998E-2,1.3309409551226998,6.1321640624999993]
[0.18,-2.5,29.0665625,70,17.015125000000001,0.03,1.6366800000000004,6.7034000000000002]
[0.18,-2.5,30.448999999999998,70,20.068421874999999,3.3750000000000002E-2,2.1481425000000001,6.9561390625000001]
[0.18,-2.5,31.8314375,70,23.121718749999999,3.7499999999999999E-2,2.659605,7.208878125]
[0.18,-2.5,33.213875000000002,70,26.175015625,4.1249999999999995E-2,3.1710674999999999,7.4616171874999999]
[0.18,-2.5,34.596312499999996,70,29.228312500000001,4.4999999999999998E-2,3.6825299999999999,7.7143562500000007]
[0.18,-2.5,35.346062500000002,70,31.241218750000002,4.8750000000000002E-2,4.3985775,7.8462843749999998]
[0.18,-2.5,36.095812499999994,70,33.254125000000002,5.2499999999999998E-2,5.1146250000000002,7.9782124999999997]
[0.18,-2.5,36.8455625,70,35.267031250000002,5.6249999999999994E-2,5.8306725000000004,8.1101406249999997]
[0.18,-2.5,37.595312499999999,70,37.279937500000003,0.06,6.5467200000000014,8.2420687500000014]
[0.18,-2.5,38.057546875,70,38.656984375,6.3750000000000001E-2,7.4673525000000005,8.3220203125000012]
[0.18,-2.5,38.519781249999994,70,40.034031249999998,6.7500000000000004E-2,8.3879850000000005,8.401971875000001]
[0.18,-2.5,38.982015624999995,70,41.411078124999996,7.1250000000000008E-2,9.3086175000000004,8.4819234375000008]
[0.18,-2.5,39.444249999999997,70,42.788124999999994,7.4999999999999997E-2,10.22925,8.5618750000000006]
[0.18,-2.5,39.755624999999995,70,43.778359375000001,7.8749999999999987E-2,11.3544675,8.6155406249999995]
[0.18,-2.5,40.066999999999993,70,44.768593749999994,8.249999999999999E-2,12.479685,8.6692062499999984]
[0.18,-2.5,40.378374999999998,70,45.758828124999994,8.6249999999999993E-2,13.6049025,8.7228718749999992]
[0.18,-2.5,40.689750000000004,70,46.749062500000001,0.09,14.730119999999999,8.7765374999999999]
[0.18,-2.5,40.913078124999998,70,47.491921875000003,9.375E-2,16.059922499999999,8.8149218749999996]
[0.18,-2.5,41.13640625,70,48.234781249999997,9.7500000000000003E-2,17.389724999999999,8.8533062499999993]
[0.18,-2.5,41.359734375000002,70,48.977640625000006,0.10125000000000001,18.719527499999998,8.8916906250000007]
[0.18,-2.5,41.583062499999997,70,49.720500000000001,0.105,20.049329999999998,8.9300749999999987]
[0.18,-2.5,41.750750000000004,70,50.297109374999998,0.10874999999999999,21.583717499999999,8.9589109374999989]
[0.18,-2.5,41.918437499999996,70,50.873718749999995,0.11249999999999999,23.118105,8.9877468749999991]
[0.18,-2.5,42.086124999999996,70,51.450328124999999,0.11624999999999999,24.652492500000001,9.0165828125000012]
[0.18,-2.5,42.253812499999995,70,52.026937499999995,0.12,26.186880000000006,9.0454187499999996]
[0.18,-2.5,42.384296874999997,70,52.486953124999999,0.12375,27.925852500000005,9.067771875]
[0.18,-2.5,42.514781249999999,70,52.946968749999996,0.1275,29.664825000000008,9.0901250000000005]
[0.18,-2.5,42.645265625000008,70,53.406984374999993,0.13125000000000001,31.40379750000001,9.1124781249999991]
[0.18,-2.5,42.775750000000002,70,53.866999999999997,0.13500000000000001,33.142770000000013,9.1348312499999995]
[0.18,-2.5,42.880062500000008,70,54.242093749999995,0.13875000000000001,35.08632750000001,9.1387781249999982]
[0.18,-2.5,42.984375,70,54.6171875,0.14250000000000002,37.029885000000007,9.1427249999999987]
[0.18,-2.5,43.088687499999999,70,54.992281249999998,0.14624999999999999,38.973442500000004,9.1466718749999991]
[0.18,-2.5,43.192999999999998,70,55.367374999999996,0.15,40.917000000000002,9.1506187499999996]
[0.18,0,19.270849999999999,70,3.8946499999999995,1.5084475E-2,0.41379320717000839,4.2989249999999997]
[0.18,0,30.609249999999999,70,18.870800000000003,0.03,1.6366800000000004,6.4716000000000005]
[0.18,0,35.941249999999997,70,30.661749999999998,4.4999999999999998E-2,3.6825299999999999,7.4437750000000005]
[0.18,0,38.830249999999999,70,38.431750000000001,0.06,6.5467200000000014,7.9522250000000003]
[0.18,0,40.610500000000002,70,43.746499999999997,7.4999999999999997E-2,10.22925,8.2605500000000003]
[0.18,0,41.8095,70,47.568249999999999,0.09,14.730119999999999,8.4675499999999992]
[0.18,0,42.669249999999998,70,50.435000000000002,0.105,20.049329999999998,8.6156499999999987]
[0.18,0,43.314749999999997,70,52.660249999999998,0.12,26.186880000000006,8.7268749999999997]
[0.18,0,43.817,70,54.435499999999998,0.13500000000000001,33.142770000000013,8.8131249999999994]
[0.18,0,44.218499999999999,70,55.882999999999996,0.15,40.917000000000002,8.8283249999999995]
[0.18,2.5,21.205512499999998,70,6.2693624999999997,1.508574375E-2,0.41386259384921881,4.17939375]
[0.18,2.5,32.151937500000003,70,20.726475000000001,0.03,1.6366800000000004,6.2398000000000007]
[0.18,2.5,37.286187500000004,70,32.095187500000002,4.4999999999999998E-2,3.6825299999999999,7.1731937500000003]
[0.18,2.5,40.065187499999993,70,39.583562499999999,0.06,6.5467200000000014,7.6623812499999993]
[0.18,2.5,41.77675,70,44.704875000000001,7.4999999999999997E-2,10.22925,7.959225]
[0.18,2.5,42.929249999999996,70,48.387437500000004,0.09,14.730119999999999,8.1585625000000004]
[0.18,2.5,43.755437499999999,70,51.149499999999996,0.105,20.049329999999998,8.3012249999999987]
[0.18,2.5,44.375687499999998,70,53.2935625,0.12,26.186880000000006,8.4083312500000016]
[0.18,2.5,44.858249999999998,70,55.003999999999998,0.13500000000000001,33.142770000000013,8.4914187499999993]
[0.18,2.5,45.244,70,56.398624999999996,0.15,40.917000000000002,8.5060312499999995]
[0.18,5,23.140174999999999,70,8.6440750000000008,1.50870125E-2,0.41393198052842922,4.0598624999999995]
[0.18,5,33.694625000000002,70,22.582149999999999,0.03,1.6366800000000004,6.008]
[0.18,5,38.631125000000004,70,33.528624999999998,4.4999999999999998E-2,3.6825299999999999,6.9026125]
[0.18,5,41.300124999999994,70,40.735375000000005,0.06,6.5467200000000014,7.3725375]
[0.18,5,42.942999999999998,70,45.663249999999998,7.4999999999999997E-2,10.22925,7.6578999999999997]
[0.18,5,44.048999999999999,70,49.206625000000003,0.09,14.730119999999999,7.8495749999999997]
[0.18,5,44.841625000000001,70,51.864000000000004,0.105,20.049329999999998,7.9867999999999997]
[0.18,5,45.436624999999992,70,53.926875000000003,0.12,26.186880000000006,8.0897874999999999]
[0.18,5,45.899499999999996,70,55.572499999999998,0.13500000000000001,33.142770000000013,8.1697124999999993]
[0.18,5,46.269499999999994,70,56.914249999999996,0.15,40.917000000000002,8.1837374999999994]
[0.18,10,27.009499999999999,70,13.3935,1.508955E-2,0.41407075388685,3.8208000000000002]
[0.18,10,36.78,70,26.293500000000002,0.03,1.6366800000000004,5.5444000000000004]
[0.18,10,41.320999999999998,70,36.395499999999998,4.4999999999999998E-2,3.6825299999999999,6.3614500000000005]
[0.18,10,43.769999999999996,70,43.039000000000001,0.06,6.5467200000000014,6.7928499999999996]
[0.18,10,45.275499999999994,70,47.58,7.4999999999999997E-2,10.22925,7.05525]
[0.18,10,46.288499999999999,70,50.844999999999999,0.09,14.730119999999999,7.2316000000000003]
[0.18,10,47.013999999999996,70,53.293000000000006,0.105,20.049329999999998,7.3579499999999998]
[0.18,10,47.558499999999995,70,55.1935,0.12,26.186880000000006,7.4527000000000001]
[0.18,10,47.981999999999999,70,56.709499999999998,0.13500000000000001,33.142770000000013,7.5263]
[0.18,10,48.320499999999996,70,57.945499999999996,0.15,40.917000000000002,7.5391499999999994]
[{"$f":"(A1106+A1596)/2","v":0.18},-30,-6.9405250000000001,60,-24.978249999999999,1.5373425E-2,0.42979616850509972,5.5809749999999996]
[0.18,-30,6.7911825000000006,60,-6.41845,0.03,1.6366800000000004,8.4231999999999996]
[0.18,-30,13.656375000000001,60,8.7029750000000003,4.4999999999999998E-2,3.6825299999999999,9.7065750000000008]
[0.18,-30,17.433125,60,18.752000000000002,0.06,6.5467200000000014,10.382]
[0.18,-30,19.78,60,25.65625,7.4999999999999997E-2,10.22925,10.796824999999998]
[0.18,-30,21.367750000000001,60,30.633499999999998,0.09,14.730119999999999,11.0762]
[0.18,-30,22.510750000000002,60,34.3735,0.105,20.049329999999998,11.275725000000001]
[0.18,-30,23.370750000000001,60,37.279499999999999,0.12,26.186880000000006,11.4259]
[0.18,-30,24.041000000000004,60,39.599249999999998,0.13500000000000001,33.142770000000013,11.542649999999998]
[0.18,-30,24.577750000000002,60,41.4925,0.15,40.917000000000002,11.562750000000001]
[0.18,-20,0.88056250000000036,60,-15.583762499999999,1.52389625E-2,0.42235034130903587,4.8851499999999994]
[0.18,-20,13.30459125,60,1.0901499999999995,0.03,1.6366800000000004,7.4580624999999996]
[0.18,-20,19.384437499999997,60,14.528737499999998,4.4999999999999998E-2,3.6825299999999999,8.6016499999999994]
[0.18,-20,22.715687500000001,60,23.44575,0.06,6.5467200000000014,9.2017999999999986]
[0.18,-20,24.781500000000001,60,29.56775,7.4999999999999997E-2,10.22925,9.5683999999999987]
[0.18,-20,26.17775,60,33.979624999999999,0.09,14.730119999999999,9.815175]
[0.18,-20,27.182000000000002,60,37.294124999999994,0.105,20.049329999999998,9.9916499999999999]
[0.18,-20,27.937125000000002,60,39.869124999999997,0.12,26.186880000000006,10.124424999999999]
[0.18,-20,28.525625000000002,60,41.924750000000003,0.13500000000000001,33.142770000000013,10.227587499999998]
[0.18,-20,28.996625000000002,60,43.602374999999995,0.15,40.917000000000002,10.245525000000001]
[0.18,-15,4.7911062500000003,60,-10.88651875,1.5171731250000001E-2,0.41862742771100392,4.5372374999999998]
[0.18,-15,7.7336535937499997,60,-6.9537765625000008,1.88787984375E-2,0.723140570783253,5.1468015625000003]
[0.18,-15,10.676200937499999,60,-3.0210343750000006,2.2585865625E-2,1.0276537138555022,5.7563656249999999]
[0.18,-15,13.618748281249999,60,0.91170781249999933,2.6292932812499999E-2,1.3321668569277514,6.3659296874999995]
[0.18,-15,16.561295625,60,4.8444499999999993,0.03,1.6366800000000004,6.97549375]
[0.18,-15,17.98308890625,60,7.9937421874999988,3.3750000000000002E-2,2.1481425000000001,7.2439171874999992]
[0.18,-15,19.4048821875,60,11.143034374999997,3.7499999999999999E-2,2.659605,7.5123406249999993]
[0.18,-15,20.826675468749997,60,14.292326562499998,4.1249999999999995E-2,3.1710674999999999,7.7807640624999994]
[0.18,-15,22.248468749999997,60,17.441618749999996,4.4999999999999998E-2,3.6825299999999999,8.0491874999999986]
[0.18,-15,23.025593749999999,60,19.529370312499999,4.8750000000000002E-2,4.3985775,8.1898156249999978]
[0.18,-15,23.802718749999997,60,21.617121874999999,5.2499999999999998E-2,5.1146250000000002,8.3304437499999988]
[0.18,-15,24.579843749999998,60,23.704873437499998,5.6249999999999994E-2,5.8306725000000004,8.4710718749999998]
[0.18,-15,25.35696875,60,25.792625000000001,0.06,6.5467200000000014,8.611699999999999]
[0.18,-15,25.838289062499999,60,27.22534375,6.3750000000000001E-2,7.4673525000000005,8.6973218750000001]
[0.18,-15,26.319609374999999,60,28.6580625,6.7500000000000004E-2,8.3879850000000005,8.7829437499999994]
[0.18,-15,26.800929687500002,60,30.090781249999999,7.1250000000000008E-2,9.3086175000000004,8.8685656249999987]
[0.18,-15,27.282250000000001,60,31.523499999999999,7.4999999999999997E-2,10.22925,8.9541874999999997]
[0.18,-15,27.607374999999998,60,32.555796874999999,7.8749999999999987E-2,11.3544675,9.0118062499999994]
[0.18,-15,27.932499999999997,60,33.588093749999999,8.249999999999999E-2,12.479685,9.069424999999999]
[0.18,-15,28.257624999999997,60,34.620390624999999,8.6249999999999993E-2,13.6049025,9.1270437499999986]
[0.18,-15,28.582749999999997,60,35.652687499999999,0.09,14.730119999999999,9.1846625]
[0.18,-15,28.816468749999999,60,36.428124999999994,9.375E-2,16.059922499999999,9.2258999999999993]
[0.18,-15,29.0501875,60,37.203562499999997,9.7500000000000003E-2,17.389724999999999,9.2671375000000005]
[0.18,-15,29.283906250000001,60,37.978999999999999,0.10125000000000001,18.719527499999998,9.3083749999999998]
[0.18,-15,29.517625000000002,60,38.754437499999995,0.105,20.049329999999998,9.3496124999999992]
[0.18,-15,29.693296875000001,60,39.356812499999997,0.10874999999999999,21.583717499999999,9.3806312499999986]
[0.18,-15,29.868968750000001,60,39.959187499999999,0.11249999999999999,23.118105,9.4116499999999981]
[0.18,-15,30.044640625,60,40.561562499999994,0.11624999999999999,24.652492500000001,9.4426687499999993]
[0.18,-15,30.220312500000002,60,41.163937499999996,0.12,26.186880000000006,9.4736874999999987]
[0.18,-15,30.357218750000001,60,41.644828125000004,0.12375,27.925852500000005,9.4977796874999996]
[0.18,-15,30.494125000000004,60,42.125718750000004,0.1275,29.664825000000008,9.5218718749999987]
[0.18,-15,30.631031250000003,60,42.606609375000005,0.13125000000000001,31.40379750000001,9.5459640624999977]
[0.18,-15,30.767937500000002,60,43.087500000000006,0.13500000000000001,33.142770000000013,9.5700562499999986]
[0.18,-15,30.877468750000002,60,43.479953125000002,0.13875000000000001,35.08632750000001,9.5742703124999977]
[0.18,-15,30.987000000000002,60,43.872406249999997,0.14250000000000002,37.029885000000007,9.5784843749999986]
[0.18,-15,31.096531250000002,60,44.264859375,0.14624999999999999,38.973442500000004,9.5826984374999995]
[0.18,-15,31.206062500000002,60,44.657312499999996,0.15,40.917000000000002,9.5869125000000004]
[{"$f":"(A1163+A1653)/2","v":0.18},-10,8.7016500000000008,60,-6.1892750000000003,1.51045E-2,0.41490451411297202,4.1893250000000002]
[0.18,-10,11.4807375,60,-2.4922687500000005,1.8828375000000001E-2,0.72034838558472902,4.765225]
[0.18,-10,14.259824999999999,60,1.2047374999999994,2.2552249999999999E-2,1.0257922570564861,5.3411249999999999]
[0.18,-10,17.038912499999999,60,4.9017437499999996,2.6276124999999997E-2,1.3312361285282432,5.9170249999999998]
[{"$f":"(A1167+A1657)/2","v":0.18},-10,19.817999999999998,60,8.598749999999999,0.03,1.6366800000000004,6.4929249999999996]
[0.18,-10,21.141624999999998,60,11.537687499999999,3.3750000000000002E-2,2.1481425000000001,6.7438749999999992]
[0.18,-10,22.465249999999997,60,14.476624999999999,3.7499999999999999E-2,2.659605,6.9948249999999996]
[0.18,-10,23.788874999999997,60,17.4155625,4.1249999999999995E-2,3.1710674999999999,7.2457750000000001]
[{"$f":"(A1171+A1661)/2","v":0.18},-10,25.112499999999997,60,20.354499999999998,4.4999999999999998E-2,3.6825299999999999,7.4967249999999996]
[0.18,-10,25.833937499999998,60,22.300750000000001,4.8750000000000002E-2,4.3985775,7.62794375]
[0.18,-10,26.555374999999998,60,24.247,5.2499999999999998E-2,5.1146250000000002,7.7591624999999995]
[0.18,-10,27.276812499999998,60,26.193249999999999,5.6249999999999994E-2,5.8306725000000004,7.890381249999999]
[{"$f":"(A1175+A1665)/2","v":0.18},-10,27.998250000000002,60,28.139499999999998,0.06,6.5467200000000014,8.0215999999999994]
[0.18,-10,28.444437499999999,60,29.474437500000001,6.3750000000000001E-2,7.4673525000000005,8.1011937500000002]
[0.18,-10,28.890625,60,30.809374999999999,6.7500000000000004E-2,8.3879850000000005,8.1807874999999992]
[0.18,-10,29.336812500000001,60,32.144312499999998,7.1250000000000008E-2,9.3086175000000004,8.2603812499999982]
[{"$f":"(A1179+A1669)/2","v":0.18},-10,29.783000000000001,60,33.47925,7.4999999999999997E-2,10.22925,8.339974999999999]
[0.18,-10,30.084187499999999,60,34.440875000000005,7.8749999999999987E-2,11.3544675,8.3935187499999984]
[0.18,-10,30.385375,60,35.402500000000003,8.249999999999999E-2,12.479685,8.4470624999999995]
[0.18,-10,30.686562500000001,60,36.364125000000001,8.6249999999999993E-2,13.6049025,8.5006062500000006]
[{"$f":"(A1183+A1673)/2","v":0.18},-10,30.987749999999998,60,37.325749999999999,0.09,14.730119999999999,8.5541499999999999]
[0.18,-10,31.204124999999998,60,38.048000000000002,9.375E-2,16.059922499999999,8.5925062499999996]
[0.18,-10,31.420499999999997,60,38.770249999999997,9.7500000000000003E-2,17.389724999999999,8.6308624999999992]
[0.18,-10,31.636874999999996,60,39.492499999999993,0.10125000000000001,18.719527499999998,8.6692187499999989]
[{"$f":"(A1187+A1677)/2","v":0.18},-10,31.853249999999999,60,40.214749999999995,0.105,20.049329999999998,8.7075750000000003]
[0.18,-10,32.015812500000003,60,40.775749999999995,0.10874999999999999,21.583717499999999,8.7364187499999986]
[0.18,-10,32.178375000000003,60,41.336749999999995,0.11249999999999999,23.118105,8.7652624999999986]
[0.18,-10,32.340937500000003,60,41.897749999999995,0.11624999999999999,24.652492500000001,8.7941062499999987]
[{"$f":"(A1191+A1681)/2","v":0.18},-10,32.503500000000003,60,42.458749999999995,0.12,26.186880000000006,8.8229499999999987]
[0.18,-10,32.630187500000005,60,42.906624999999998,0.12375,27.925852500000005,8.8453437499999978]
[0.18,-10,32.756875000000001,60,43.354500000000002,0.1275,29.664825000000008,8.8677374999999987]
[0.18,-10,32.883562499999996,60,43.802374999999998,0.13125000000000001,31.40379750000001,8.8901312499999996]
[{"$f":"(A1195+A1685)/2","v":0.18},-10,33.010249999999999,60,44.250250000000001,0.13500000000000001,33.142770000000013,8.9125249999999987]
[0.18,-10,33.111562499999998,60,44.615750000000006,0.13875000000000001,35.08632750000001,8.9164687499999999]
[0.18,-10,33.212874999999997,60,44.981250000000003,0.14250000000000002,37.029885000000007,8.9204124999999994]
[0.18,-10,33.314187500000003,60,45.34675,0.14624999999999999,38.973442500000004,8.9243562499999989]
[{"$f":"(A1199+A1689)/2","v":0.18},-10,33.415500000000002,60,45.712249999999997,0.15,40.917000000000002,8.9283000000000001]
[0.18,-7.5,10.627756250000001,60,-3.8121468750000003,1.51117E-2,0.41530059497493998,4.0623562499999997]
[0.18,-7.5,13.30935625,60,-0.24483671875000018,1.8833775000000001E-2,0.72064544623120508,4.6120640625]
[0.18,-7.5,15.990956249999998,60,3.3224734374999998,2.2555849999999999E-2,1.0259902974874702,5.1617718749999995]
[0.18,-7.5,18.67255625,60,6.8897835937499998,2.6277925000000001E-2,1.3313351487437353,5.7114796875000007]
[0.18,-7.5,21.354156250000003,60,10.45709375,0.03,1.6366800000000004,6.2611875000000001]
[0.18,-7.5,22.629367187500002,60,13.290953125,3.3750000000000002E-2,2.1481425000000001,6.5022679687499991]
[0.18,-7.5,23.904578125,60,16.124812499999997,3.7499999999999999E-2,2.659605,6.7433484374999999]
[0.18,-7.5,25.179789062499996,60,18.958671875,4.1249999999999995E-2,3.1710674999999999,6.9844289062500007]
[0.18,-7.5,26.454999999999998,60,21.79253125,4.4999999999999998E-2,3.6825299999999999,7.2255093749999997]
[0.18,-7.5,27.149539062499997,60,23.668531249999997,4.8750000000000002E-2,4.3985775,7.3517648437499998]
[0.18,-7.5,27.844078124999999,60,25.544531249999999,5.2499999999999998E-2,5.1146250000000002,7.4780203125]
[0.18,-7.5,28.538617187500002,60,27.42053125,5.6249999999999994E-2,5.8306725000000004,7.6042757812500001]
[0.18,-7.5,29.23315625,60,29.296531250000001,0.06,6.5467200000000014,7.7305312500000003]
[0.18,-7.5,29.662531250000001,60,30.583124999999995,6.3750000000000001E-2,7.4673525000000005,7.80718203125]
[0.18,-7.5,30.091906250000001,60,31.869718750000001,6.7500000000000004E-2,8.3879850000000005,7.8838328124999997]
[{"$f":"(A1215+A1705)/2","v":0.18},-7.5,30.521281250000001,60,33.156312499999999,7.1250000000000008E-2,9.3086175000000004,7.9604835937500003]
[0.18,-7.5,30.950656250000002,60,34.44290625,7.4999999999999997E-2,10.22925,8.0371343750000008]
[0.18,-7.5,31.2404453125,60,35.3696640625,7.8749999999999987E-2,11.3544675,8.0887039062500001]
[0.18,-7.5,31.530234374999999,60,36.296421875,8.249999999999999E-2,12.479685,8.1402734374999994]
[0.18,-7.5,31.820023437500002,60,37.2231796875,8.6249999999999993E-2,13.6049025,8.1918429687499987]
[0.18,-7.5,32.109812499999997,60,38.1499375,0.09,14.730119999999999,8.2434124999999998]
[0.18,-7.5,32.317953125000003,60,38.845953125000001,9.375E-2,16.059922499999999,8.2803609374999994]
[0.18,-7.5,32.526093750000001,60,39.541968749999995,9.7500000000000003E-2,17.389724999999999,8.3173093750000007]
[0.18,-7.5,32.734234375,60,40.237984374999996,0.10125000000000001,18.719527499999998,8.3542578125000002]
[0.18,-7.5,32.942374999999998,60,40.933999999999997,0.105,20.049329999999998,8.3912062499999998]
[0.18,-7.5,33.098757812499997,60,41.474640624999999,0.10874999999999999,21.583717499999999,8.4189867187500003]
[0.18,-7.5,33.255140624999996,60,42.015281250000001,0.11249999999999999,23.118105,8.4467671875000008]
[0.18,-7.5,33.411523437499994,60,42.555921874999996,0.11624999999999999,24.652492500000001,8.4745476562499995]
[0.18,-7.5,33.567906249999993,60,43.096562499999997,0.12,26.186880000000006,8.5023281250000018]
[0.18,-7.5,33.689757812500005,60,43.528156249999995,0.12375,27.925852500000005,8.5239007812500009]
[0.18,-7.5,33.811609375000003,60,43.95975,0.1275,29.664825000000008,8.5454734375000001]
[{"$f":"(A1231+A1721)/2","v":0.18},-7.5,33.933460937500001,60,44.391343750000004,0.13125000000000001,31.40379750000001,8.567046093750001]
[0.18,-7.5,34.055312499999999,60,44.822937499999995,0.13500000000000001,33.142770000000013,8.5886187500000002]
[0.18,-7.5,34.152757812499999,60,45.175148437499999,0.13875000000000001,35.08632750000001,8.5924140624999996]
[0.18,-7.5,34.250203124999999,60,45.527359375000003,0.14250000000000002,37.029885000000007,8.5962093750000008]
[0.18,-7.5,34.347648437499998,60,45.8795703125,0.14624999999999999,38.973442500000004,8.6000046875000002]
[0.18,-7.5,34.445093749999998,60,46.231781249999997,0.15,40.917000000000002,8.6037999999999997]
[0.18,-5,12.553862499999999,60,-1.43501875,1.5118899999999999E-2,0.41569667583690789,3.9353875]
[0.18,-5,15.137974999999999,60,2.0025953124999996,1.8839175E-2,0.72094250687768113,4.458903125]
[0.18,-5,17.722087500000001,60,5.4402093749999993,2.2559449999999998E-2,1.0261883379184542,4.9824187500000008]
[0.18,-5,20.3062,60,8.8778234375,2.6279725E-2,1.3314341689592273,5.5059343749999998]
[0.18,-5,22.8903125,60,12.3154375,0.03,1.6366800000000004,6.0294499999999998]
[0.18,-5,24.117109374999998,60,15.044218749999999,3.3750000000000002E-2,2.1481425000000001,6.2606609375]
[0.18,-5,25.34390625,60,17.773,3.7499999999999999E-2,2.659605,6.4918718750000002]
[0.18,-5,26.570703125000001,60,20.501781250000001,4.1249999999999995E-2,3.1710674999999999,6.7230828124999995]
[0.18,-5,27.797499999999999,60,23.230562499999998,4.4999999999999998E-2,3.6825299999999999,6.9542937500000006]
[0.18,-5,28.465140624999997,60,25.036312500000001,4.8750000000000002E-2,4.3985775,7.0755859375000014]
[{"$f":"(A1247+A1737)/2","v":0.18},-5,29.132781250000001,60,26.842062500000001,5.2499999999999998E-2,5.1146250000000002,7.1968781250000005]
[0.18,-5,29.800421874999998,60,28.647812500000001,5.6249999999999994E-2,5.8306725000000004,7.3181703125000004]
[0.18,-5,30.468062499999998,60,30.453562499999997,0.06,6.5467200000000014,7.4394625000000012]
[0.18,-5,30.880625000000002,60,31.691812500000001,6.3750000000000001E-2,7.4673525000000005,7.5131703125000007]
[0.18,-5,31.293187499999998,60,32.930062499999998,6.7500000000000004E-2,8.3879850000000005,7.5868781250000001]
[0.18,-5,31.705750000000002,60,34.168312499999999,7.1250000000000008E-2,9.3086175000000004,7.6605859374999996]
[0.18,-5,32.118312500000002,60,35.4065625,7.4999999999999997E-2,10.22925,7.7342937499999991]
[0.18,-5,32.396703125000002,60,36.298453124999995,7.8749999999999987E-2,11.3544675,7.7838890624999992]
[0.18,-5,32.675093750000002,60,37.190343749999997,8.249999999999999E-2,12.479685,7.8334843749999994]
[0.18,-5,32.953484375000002,60,38.082234374999999,8.6249999999999993E-2,13.6049025,7.8830796875000004]
[0.18,-5,33.231875000000002,60,38.974125000000001,0.09,14.730119999999999,7.9326749999999997]
[0.18,-5,33.43178125,60,39.643906250000001,9.375E-2,16.059922499999999,7.9682156249999991]
[0.18,-5,33.631687499999998,60,40.3136875,9.7500000000000003E-2,17.389724999999999,8.0037562499999986]
[0.18,-5,33.831593750000003,60,40.98346875,0.10125000000000001,18.719527499999998,8.0392968749999998]
[0.18,-5,34.031500000000001,60,41.65325,0.105,20.049329999999998,8.0748374999999992]
[0.18,-5,34.181703124999999,60,42.173531250000003,0.10874999999999999,21.583717499999999,8.1015546875000002]
[{"$f":"(A1263+A1753)/2","v":0.18},-5,34.331906250000003,60,42.693812499999993,0.11249999999999999,23.118105,8.1282718749999994]
[0.18,-5,34.482109375,60,43.214093749999996,0.11624999999999999,24.652492500000001,8.1549890625000003]
[0.18,-5,34.632312499999998,60,43.734375,0.12,26.186880000000006,8.1817062499999995]
[0.18,-5,34.749328125000005,60,44.149687499999999,0.12375,27.925852500000005,8.2024578125000005]
[0.18,-5,34.866343749999999,60,44.564999999999998,0.1275,29.664825000000008,8.2232093749999997]
[0.18,-5,34.983359374999999,60,44.980312499999997,0.13125000000000001,31.40379750000001,8.2439609375000007]
[0.18,-5,35.100375,60,45.395624999999995,0.13500000000000001,33.142770000000013,8.2647124999999999]
[0.18,-5,35.193953125,60,45.734546874999999,0.13875000000000001,35.08632750000001,8.2683593749999993]
[0.18,-5,35.287531250000001,60,46.073468749999996,0.14250000000000002,37.029885000000007,8.2720062500000004]
[0.18,-5,35.381109375000001,60,46.412390625,0.14624999999999999,38.973442500000004,8.2756531250000016]
[0.18,-5,35.474687500000002,60,46.751312499999997,0.15,40.917000000000002,8.2792999999999992]
[0.18,-2.5,14.479968750000001,60,0.94210937500000003,1.51261E-2,0.4160927566988758,3.8084187499999995]
[0.18,-2.5,16.966593749999998,60,4.2500273437500002,1.8844574999999999E-2,0.72123956752415697,4.3057421874999999]
[0.18,-2.5,19.453218749999998,60,7.5579453125000002,2.2563049999999998E-2,1.026386378349438,4.8030656250000003]
[0.18,-2.5,21.939843750000001,60,10.86586328125,2.6281525E-2,1.3315331891747193,5.3003890624999999]
[0.18,-2.5,24.426468749999998,60,14.173781250000001,0.03,1.6366800000000004,5.7977125000000003]
[{"$f":"(A1279+A1769)/2","v":0.18},-2.5,25.604851562499999,60,16.797484375,3.3750000000000002E-2,2.1481425000000001,6.0190539062499999]
[0.18,-2.5,26.783234374999999,60,19.421187500000002,3.7499999999999999E-2,2.659605,6.2403953125000005]
[0.18,-2.5,27.961617187500003,60,22.044890625000001,4.1249999999999995E-2,3.1710674999999999,6.4617367187500001]
[0.18,-2.5,29.14,60,24.668593749999999,4.4999999999999998E-2,3.6825299999999999,6.6830781249999998]
[0.18,-2.5,29.780742187500003,60,26.404093750000001,4.8750000000000002E-2,4.3985775,6.7994070312500003]
[0.18,-2.5,30.421484374999999,60,28.13959375,5.2499999999999998E-2,5.1146250000000002,6.9157359375]
[0.18,-2.5,31.062226562500001,60,29.875093749999998,5.6249999999999994E-2,5.8306725000000004,7.0320648437499997]
[0.18,-2.5,31.70296875,60,31.61059375,0.06,6.5467200000000014,7.1483937500000012]
[0.18,-2.5,32.098718750000003,60,32.8005,6.3750000000000001E-2,7.4673525000000005,7.2191585937500005]
[0.18,-2.5,32.494468749999996,60,33.990406249999999,6.7500000000000004E-2,8.3879850000000005,7.2899234375000006]
[0.18,-2.5,32.890218750000003,60,35.180312499999999,7.1250000000000008E-2,9.3086175000000004,7.3606882812500007]
[0.18,-2.5,33.285968749999995,60,36.370218749999992,7.4999999999999997E-2,10.22925,7.431453125]
[0.18,-2.5,33.552960937499996,60,37.227242187499996,7.8749999999999987E-2,11.3544675,7.4790742187499992]
[0.18,-2.5,33.819953124999998,60,38.084265624999993,8.249999999999999E-2,12.479685,7.5266953124999993]
[0.18,-2.5,34.086945312499999,60,38.941289062499997,8.6249999999999993E-2,13.6049025,7.5743164062499986]
[0.18,-2.5,34.353937500000001,60,39.798312499999994,0.09,14.730119999999999,7.6219374999999996]
[{"$f":"(A1295+A1785)/2","v":0.18},-2.5,34.545609374999998,60,40.441859375,9.375E-2,16.059922499999999,7.6560703124999989]
[0.18,-2.5,34.737281249999995,60,41.085406249999998,9.7500000000000003E-2,17.389724999999999,7.6902031249999991]
[0.18,-2.5,34.928953125,60,41.728953125000004,0.10125000000000001,18.719527499999998,7.7243359375000002]
[0.18,-2.5,35.120624999999997,60,42.372500000000002,0.105,20.049329999999998,7.7584687499999996]
[0.18,-2.5,35.2646484375,60,42.872421875000001,0.10874999999999999,21.583717499999999,7.7841226562500001]
[0.18,-2.5,35.408671874999996,60,43.372343749999999,0.11249999999999999,23.118105,7.8097765624999997]
[0.18,-2.5,35.552695312499999,60,43.872265624999997,0.11624999999999999,24.652492500000001,7.8354304687500012]
[0.18,-2.5,35.696718749999995,60,44.372187499999995,0.12,26.186880000000006,7.8610843749999999]
[0.18,-2.5,35.808898437499998,60,44.771218750000003,0.12375,27.925852500000005,7.8810148437500001]
[0.18,-2.5,35.921078125000001,60,45.170249999999996,0.1275,29.664825000000008,7.9009453125000002]
[0.18,-2.5,36.033257812500004,60,45.569281249999996,0.13125000000000001,31.40379750000001,7.9208757812499995]
[0.18,-2.5,36.1454375,60,45.968312499999996,0.13500000000000001,33.142770000000013,7.9408062499999996]
[0.18,-2.5,36.235148437500001,60,46.2939453125,0.13875000000000001,35.08632750000001,7.944304687499999]
[0.18,-2.5,36.324859375000003,60,46.619578125000004,0.14250000000000002,37.029885000000007,7.9478031249999992]
[0.18,-2.5,36.414570312499997,60,46.945210937500001,0.14624999999999999,38.973442500000004,7.9513015624999994]
[0.18,-2.5,36.504281249999998,60,47.270843749999997,0.15,40.917000000000002,7.9548000000000005]
[{"$f":"(A1311+A1801)/2","v":0.18},0,16.406075000000001,60,3.3192374999999998,1.5133300000000001E-2,0.41648883756084376,3.6814499999999999]
[0.18,0,25.962624999999999,60,16.032125000000001,0.03,1.6366800000000004,5.5659749999999999]
[0.18,0,30.482499999999998,60,26.106625000000001,4.4999999999999998E-2,3.6825299999999999,6.4118624999999998]
[0.18,0,32.937874999999998,60,32.767624999999995,0.06,6.5467200000000014,6.8573250000000003]
[0.18,0,34.453625000000002,60,37.333874999999999,7.4999999999999997E-2,10.22925,7.1286125]
[0.18,0,35.475999999999999,60,40.622500000000002,0.09,14.730119999999999,7.3111999999999995]
[0.18,0,36.20975,60,43.091750000000005,0.105,20.049329999999998,7.4420999999999999]
[0.18,0,36.761125,60,45.01,0.12,26.186880000000006,7.5404625000000003]
[0.18,0,37.1905,60,46.540999999999997,0.13500000000000001,33.142770000000013,7.6168999999999993]
[0.18,0,37.533875000000002,60,47.790374999999997,0.15,40.917000000000002,7.6303000000000001]
[0.18,2.5,18.332181249999998,60,5.6963656250000003,1.5140500000000001E-2,0.41688491842281161,3.5544812500000003]
[0.18,2.5,27.49878125,60,17.89046875,0.03,1.6366800000000004,5.3342375000000004]
[0.18,2.5,31.825000000000003,60,27.544656250000003,4.4999999999999998E-2,3.6825299999999999,6.1406468749999998]
[0.18,2.5,34.17278125,60,33.924656249999998,0.06,6.5467200000000014,6.5662562499999995]
[0.18,2.5,35.621281249999996,60,38.297531249999999,7.4999999999999997E-2,10.22925,6.825771875]
[0.18,2.5,36.598062499999997,60,41.446687500000003,0.09,14.730119999999999,7.0004625000000003]
[{"$f":"(A1327+A1817)/2","v":0.18},2.5,37.298875000000002,60,43.810999999999993,0.105,20.049329999999998,7.1257312499999994]
[0.18,2.5,37.825531249999997,60,45.647812500000001,0.12,26.186880000000006,7.2198406250000007]
[0.18,2.5,38.2355625,60,47.113687499999997,0.13500000000000001,33.142770000000013,7.2929937499999991]
[0.18,2.5,38.563468749999998,60,48.309906249999997,0.15,40.917000000000002,7.3057999999999996]
[0.18,5,20.258287499999998,60,8.0734937500000008,1.51477E-2,0.41728099928477957,3.4275124999999997]
[0.18,5,29.034937500000002,60,19.7488125,0.03,1.6366800000000004,5.1024999999999991]
[0.18,5,33.167500000000004,60,28.982687500000001,4.4999999999999998E-2,3.6825299999999999,5.8694312499999999]
[0.18,5,35.407687499999994,60,35.081687500000001,0.06,6.5467200000000014,6.2751874999999995]
[0.18,5,36.788937500000003,60,39.261187499999991,7.4999999999999997E-2,10.22925,6.5229312499999992]
[0.18,5,37.720124999999996,60,42.270875000000004,0.09,14.730119999999999,6.6897249999999993]
[0.18,5,38.388000000000005,60,44.530250000000002,0.105,20.049329999999998,6.8093624999999998]
[0.18,5,38.889937499999995,60,46.285624999999996,0.12,26.186880000000006,6.8992187500000002]
[0.18,5,39.280625000000001,60,47.686374999999998,0.13500000000000001,33.142770000000013,6.9690874999999997]
[0.18,5,39.593062500000002,60,48.829437499999997,0.15,40.917000000000002,6.9813000000000001]
[0.18,10,24.110500000000002,60,12.82775,1.5162100000000001E-2,0.41807316100871539,3.173575]
[0.18,10,32.107250000000001,60,23.465499999999999,0.03,1.6366800000000004,4.6390250000000002]
[{"$f":"(A1343+A1833)/2","v":0.18},10,35.852499999999999,60,31.858750000000001,4.4999999999999998E-2,3.6825299999999999,5.327]
[0.18,10,37.877499999999998,60,37.39575,0.06,6.5467200000000014,5.6930499999999995]
[0.18,10,39.124249999999996,60,41.188499999999998,7.4999999999999997E-2,10.22925,5.9172500000000001]
[0.18,10,39.96425,60,43.919249999999998,0.09,14.730119999999999,6.0682499999999999]
[0.18,10,40.566249999999997,60,45.96875,0.105,20.049329999999998,6.1766249999999996]
[0.18,10,41.018749999999997,60,47.561250000000001,0.12,26.186880000000006,6.2579750000000001]
[0.18,10,41.370750000000001,60,48.83175,0.13500000000000001,33.142770000000013,6.321275]
[0.18,10,41.652249999999995,60,49.868499999999997,0.15,40.917000000000002,6.3323]
[0.18,-30,-9.7316500000000001,50,-25.603999999999999,1.537445E-2,0.42985347640521271,4.95885]
[0.18,-30,2.2344149999999998,50,-9.2867499999999996,0.03,1.6366800000000004,7.5159500000000001]
[0.18,-30,8.23475,50,4.0934499999999998,4.4999999999999998E-2,3.6825299999999999,8.6831499999999995]
[0.18,-30,11.54725,50,13.026,0.06,6.5467200000000014,9.3015000000000008]
[0.18,-30,13.611000000000001,50,19.1815,7.4999999999999997E-2,10.22925,9.6831499999999995]
[0.18,-30,15.009499999999999,50,23.627499999999998,0.09,14.730119999999999,9.9408999999999992]
[0.18,-30,16.018000000000001,50,26.972999999999999,0.105,20.049329999999998,10.125450000000001]
[0.18,-30,16.7775,50,29.575499999999998,0.12,26.186880000000006,10.264800000000001]
[0.18,-30,17.37,50,31.654499999999999,0.13500000000000001,33.142770000000013,10.3728]
[0.18,-30,17.8445,50,33.352499999999999,0.15,40.917000000000002,10.391500000000001]
[0.18,-20,-1.930275,50,-16.189174999999999,1.5252024999999999E-2,0.42307342208899501,4.2802249999999997]
[0.18,-20,8.7159574999999982,50,-1.768675,0.03,1.6366800000000004,6.5514999999999999]
[0.18,-20,13.949124999999999,50,9.9372249999999998,4.4999999999999998E-2,3.6825299999999999,7.5752499999999996]
[0.18,-20,16.826625,50,17.74025,0.06,6.5467200000000014,8.1165500000000002]
[0.18,-20,18.615749999999998,50,23.113500000000002,7.4999999999999997E-2,10.22925,8.4486249999999998]
[0.18,-20,19.827249999999999,50,26.993749999999999,0.09,14.730119999999999,8.6728500000000004]
[0.18,-20,20.7,50,29.912749999999999,0.105,20.049329999999998,8.8336250000000014]
[0.18,-20,21.356749999999998,50,32.182999999999993,0.12,26.186880000000006,8.9548249999999996]
[0.18,-20,21.869250000000001,50,33.996749999999999,0.13500000000000001,33.142770000000013,9.0489499999999996]
[0.18,-20,22.279499999999999,50,35.478250000000003,0.15,40.917000000000002,9.0653000000000006]
[0.18,-15,1.9704125000000001,50,-11.481762499999999,1.5190812499999999E-2,0.41968339493088619,3.9409125]
[0.18,-15,4.4669915624999996,50,-8.113731249999999,1.8893109374999998E-2,0.72393254619816472,4.473003125]
[0.18,-15,6.9635706249999991,50,-4.7456999999999994,2.2595406249999998E-2,1.0281816974654432,5.0050937499999995]
[0.18,-15,9.4601496874999995,50,-1.3776687499999998,2.6297703124999999E-2,1.3324308487327219,5.5371843749999989]
[0.18,-15,11.956728749999998,50,1.9903624999999998,0.03,1.6366800000000004,6.0692749999999993]
[0.18,-15,13.169124687499998,50,4.7075499999999995,3.3750000000000002E-2,2.1481425000000001,6.3072812499999991]
[0.18,-15,14.381520624999997,50,7.4247374999999991,3.7499999999999999E-2,2.659605,6.5452874999999997]
[0.18,-15,15.593916562499997,50,10.141924999999999,4.1249999999999995E-2,3.1710674999999999,6.7832937500000003]
[0.18,-15,16.806312499999997,50,12.859112499999998,4.4999999999999998E-2,3.6825299999999999,7.0213000000000001]
[0.18,-15,17.471312499999996,50,14.668678124999998,4.8750000000000002E-2,4.3985775,7.14699375]
[0.18,-15,18.136312499999999,50,16.478243749999997,5.2499999999999998E-2,5.1146250000000002,7.2726875]
[0.18,-15,18.801312500000002,50,18.287809374999998,5.6249999999999994E-2,5.8306725000000004,7.3983812499999999]
[0.18,-15,19.466312500000001,50,20.097375,0.06,6.5467200000000014,7.5240749999999998]
[0.18,-15,19.879265625000002,50,21.342906249999999,6.3750000000000001E-2,7.4673525000000005,7.6008968750000001]
[0.18,-15,20.29221875,50,22.588437500000001,6.7500000000000004E-2,8.3879850000000005,7.6777187500000004]
[0.18,-15,20.705171874999998,50,23.833968750000004,7.1250000000000008E-2,9.3086175000000004,7.7545406250000006]
[0.18,-15,21.118124999999999,50,25.079500000000003,7.4999999999999997E-2,10.22925,7.8313625]
[0.18,-15,21.397624999999998,50,25.978843750000003,7.8749999999999987E-2,11.3544675,7.8832281250000005]
[0.18,-15,21.677125,50,26.878187500000003,8.249999999999999E-2,12.479685,7.9350937500000001]
[0.18,-15,21.956625000000003,50,27.777531250000003,8.6249999999999993E-2,13.6049025,7.9869593749999996]
[0.18,-15,22.236125000000001,50,28.676874999999999,0.09,14.730119999999999,8.0388249999999992]
[0.18,-15,22.43734375,50,29.353312500000001,9.375E-2,16.059922499999999,8.0760468749999994]
[0.18,-15,22.638562499999999,50,30.02975,9.7500000000000003E-2,17.389724999999999,8.1132687499999996]
[0.18,-15,22.839781249999998,50,30.706187499999999,0.10125000000000001,18.719527499999998,8.1504906249999998]
[0.18,-15,23.040999999999997,50,31.382624999999997,0.105,20.049329999999998,8.1877124999999999]
[0.18,-15,23.192343749999999,50,31.908656249999996,0.10874999999999999,21.583717499999999,8.2157437499999997]
[0.18,-15,23.343687499999998,50,32.434687499999995,0.11249999999999999,23.118105,8.2437749999999994]
[0.18,-15,23.495031249999997,50,32.960718749999998,0.11624999999999999,24.652492500000001,8.2718062499999991]
[0.18,-15,23.646374999999999,50,33.486749999999994,0.12,26.186880000000006,8.2998374999999989]
[0.18,-15,23.764499999999998,50,33.907031249999989,0.12375,27.925852500000005,8.3216343749999986]
[0.18,-15,23.882624999999997,50,34.327312499999991,0.1275,29.664825000000008,8.3434312499999983]
[0.18,-15,24.000749999999996,50,34.747593749999993,0.13125000000000001,31.40379750000001,8.365228124999998]
[0.18,-15,24.118874999999999,50,35.167874999999995,0.13500000000000001,33.142770000000013,8.3870249999999995]
[0.18,-15,24.213406249999998,50,35.511187499999998,0.13875000000000001,35.08632750000001,8.3908187500000011]
[0.18,-15,24.307937500000001,50,35.854500000000002,0.14250000000000002,37.029885000000007,8.3946125000000009]
[0.18,-15,24.402468750000001,50,36.197812499999998,0.14624999999999999,38.973442500000004,8.3984062500000007]
[0.18,-15,24.497,50,36.541125000000001,0.15,40.917000000000002,8.4022000000000006]
[0.18,-10,5.8711000000000002,50,-6.7743500000000001,1.51296E-2,0.41629336777277737,3.6016000000000004]
[0.18,-10,8.2027000000000001,50,-3.6434125000000002,1.8847200000000001E-2,0.72139002582958311,4.0979624999999995]
[0.18,-10,10.534299999999998,50,-0.51247500000000024,2.2564799999999999E-2,1.0264866838863889,4.5943249999999995]
[0.18,-10,12.865899999999998,50,2.6184624999999997,2.6282399999999997E-2,1.3315833419431946,5.0906874999999996]
[0.18,-10,15.197499999999998,50,5.7493999999999996,0.03,1.6366800000000004,5.5870499999999996]
[0.18,-10,16.314,50,8.2573000000000008,3.3750000000000002E-2,2.1481425000000001,5.8071249999999992]
[0.18,-10,17.430499999999999,50,10.7652,3.7499999999999999E-2,2.659605,6.0271999999999997]
[0.18,-10,18.546999999999997,50,13.273099999999999,4.1249999999999995E-2,3.1710674999999999,6.2472750000000001]
[0.18,-10,19.663499999999999,50,15.780999999999999,4.4999999999999998E-2,3.6825299999999999,6.4673499999999997]
[0.18,-10,20.274124999999998,50,17.449375,4.8750000000000002E-2,4.3985775,6.5834124999999997]
[0.18,-10,20.88475,50,19.117750000000001,5.2499999999999998E-2,5.1146250000000002,6.6994749999999996]
[0.18,-10,21.495375000000003,50,20.786124999999998,5.6249999999999994E-2,5.8306725000000004,6.8155374999999996]
[0.18,-10,22.106000000000002,50,22.454499999999999,0.06,6.5467200000000014,6.9316000000000004]
[0.18,-10,22.484625000000001,50,23.602249999999998,6.3750000000000001E-2,7.4673525000000005,7.002225000000001]
[0.18,-10,22.863250000000001,50,24.75,6.7500000000000004E-2,8.3879850000000005,7.0728500000000007]
[0.18,-10,23.241875,50,25.897750000000002,7.1250000000000008E-2,9.3086175000000004,7.1434750000000005]
[0.18,-10,23.6205,50,27.045500000000001,7.4999999999999997E-2,10.22925,7.2141000000000002]
[0.18,-10,23.876625000000001,50,27.874124999999999,7.8749999999999987E-2,11.3544675,7.2617750000000001]
[0.18,-10,24.132750000000001,50,28.702750000000002,8.249999999999999E-2,12.479685,7.30945]
[0.18,-10,24.388874999999999,50,29.531375000000001,8.6249999999999993E-2,13.6049025,7.3571249999999999]
[0.18,-10,24.645,50,30.36,0.09,14.730119999999999,7.4047999999999998]
[0.18,-10,24.829250000000002,50,30.983125000000001,9.375E-2,16.059922499999999,7.4390499999999999]
[0.18,-10,25.013500000000001,50,31.606249999999999,9.7500000000000003E-2,17.389724999999999,7.4733000000000001]
[0.18,-10,25.197749999999999,50,32.229374999999997,0.10125000000000001,18.719527499999998,7.5075500000000002]
[0.18,-10,25.381999999999998,50,32.852499999999999,0.105,20.049329999999998,7.5418000000000003]
[0.18,-10,25.520499999999998,50,33.337000000000003,0.10874999999999999,21.583717499999999,7.5675625000000002]
[0.18,-10,25.658999999999999,50,33.8215,0.11249999999999999,23.118105,7.5933250000000001]
[0.18,-10,25.797499999999999,50,34.305999999999997,0.11624999999999999,24.652492500000001,7.6190875]
[0.18,-10,25.936,50,34.790499999999994,0.12,26.186880000000006,7.6448499999999999]
[0.18,-10,26.044125000000001,50,35.177624999999992,0.12375,27.925852500000005,7.6649124999999998]
[0.18,-10,26.152249999999999,50,35.564749999999997,0.1275,29.664825000000008,7.6849749999999997]
[0.18,-10,26.260374999999996,50,35.951875000000001,0.13125000000000001,31.40379750000001,7.7050374999999995]
[0.18,-10,26.368499999999997,50,36.338999999999999,0.13500000000000001,33.142770000000013,7.7250999999999994]
[0.18,-10,26.454999999999998,50,36.655249999999995,0.13875000000000001,35.08632750000001,7.7286000000000001]
[0.18,-10,26.541499999999999,50,36.971499999999999,0.14250000000000002,37.029885000000007,7.7321]
[0.18,-10,26.628,50,37.287750000000003,0.14624999999999999,38.973442500000004,7.7355999999999998]
[0.18,-10,26.714500000000001,50,37.603999999999999,0.15,40.917000000000002,7.7391000000000005]
[0.18,-7.5,7.7886500000000005,50,-4.3948062500000002,1.5142731249999999E-2,0.41701614281750277,3.4671937499999999]
[0.18,-7.5,10.02326875,50,-1.3935015625,1.8857048437499999E-2,0.72193210711312716,3.9392390625]
[0.18,-7.5,12.257887499999999,50,1.607803125,2.2571365624999999E-2,1.0268480714087516,4.4112843750000001]
[0.18,-7.5,14.49250625,50,4.6091078124999996,2.6285682812499999E-2,1.3317640357043758,4.8833296874999998]
[0.18,-7.5,16.727125000000001,50,7.6104124999999998,0.03,1.6366800000000004,5.3553750000000004]
[0.18,-7.5,17.796234375000001,50,10.013715625,3.3750000000000002E-2,2.1481425000000001,5.5654062499999997]
[0.18,-7.5,18.865343750000001,50,12.41701875,3.7499999999999999E-2,2.659605,5.7754375000000007]
[0.18,-7.5,19.934453124999997,50,14.820321874999999,4.1249999999999995E-2,3.1710674999999999,5.9854687500000008]
[0.18,-7.5,21.003562500000001,50,17.223624999999998,4.4999999999999998E-2,3.6825299999999999,6.1955]
[0.18,-7.5,21.587890625,50,18.821906249999998,4.8750000000000002E-2,4.3985775,6.3064515624999995]
[0.18,-7.5,22.172218749999999,50,20.420187499999997,5.2499999999999998E-2,5.1146250000000002,6.4174031249999999]
[0.18,-7.5,22.756546875000002,50,22.018468749999997,5.6249999999999994E-2,5.8306725000000004,6.5283546875000003]
[0.18,-7.5,23.340874999999997,50,23.616749999999996,0.06,6.5467200000000014,6.6393062500000006]
[0.18,-7.5,23.703046874999998,50,24.716171874999997,6.3750000000000001E-2,7.4673525000000005,6.7069156250000006]
[0.18,-7.5,24.06521875,50,25.815593749999998,6.7500000000000004E-2,8.3879850000000005,6.7745250000000006]
[0.18,-7.5,24.427390625000001,50,26.915015624999999,7.1250000000000008E-2,9.3086175000000004,6.8421343750000005]
[0.18,-7.5,24.789562499999999,50,28.0144375,7.4999999999999997E-2,10.22925,6.9097437500000005]
[0.18,-7.5,25.034515624999997,50,28.808125,7.8749999999999987E-2,11.3544675,6.9553859375]
[0.18,-7.5,25.279468749999999,50,29.601812500000001,8.249999999999999E-2,12.479685,7.0010281249999995]
[0.18,-7.5,25.524421875000002,50,30.395499999999998,8.6249999999999993E-2,13.6049025,7.0466703124999999]
[0.18,-7.5,25.769375,50,31.189187499999999,0.09,14.730119999999999,7.0923124999999994]
[0.18,-7.5,25.945546874999998,50,31.786015625000001,9.375E-2,16.059922499999999,7.12510625]
[0.18,-7.5,26.121718749999999,50,32.382843749999999,9.7500000000000003E-2,17.389724999999999,7.1578999999999997]
[0.18,-7.5,26.297890625000001,50,32.979671875000001,0.10125000000000001,18.719527499999998,7.1906937500000003]
[0.18,-7.5,26.474062499999999,50,33.576500000000003,0.105,20.049329999999998,7.2234875000000009]
[0.18,-7.5,26.606515625,50,34.040578125000003,0.10874999999999999,21.583717499999999,7.248153125]
[0.18,-7.5,26.738968749999998,50,34.504656249999996,0.11249999999999999,23.118105,7.2728187499999999]
[0.18,-7.5,26.871421874999999,50,34.968734374999997,0.11624999999999999,24.652492500000001,7.2974843749999998]
[0.18,-7.5,27.003875000000001,50,35.432812499999997,0.12,26.186880000000006,7.3221500000000006]
[0.18,-7.5,27.107250000000001,50,35.803578124999994,0.12375,27.925852500000005,7.3413609375000002]
[0.18,-7.5,27.210625,50,36.174343749999998,0.1275,29.664825000000008,7.3605718749999998]
[0.18,-7.5,27.314,50,36.545109375000003,0.13125000000000001,31.40379750000001,7.3797828125000002]
[0.18,-7.5,27.417375,50,36.915875,0.13500000000000001,33.142770000000013,7.3989937500000007]
[0.18,-7.5,27.500078125000002,50,37.218765625000003,0.13875000000000001,35.08632750000001,7.40234375]
[0.18,-7.5,27.58278125,50,37.521656249999999,0.14250000000000002,37.029885000000007,7.4056937500000002]
[0.18,-7.5,27.665484374999998,50,37.824546875000003,0.14624999999999999,38.973442500000004,7.4090437500000004]
[0.18,-7.5,27.7481875,50,38.127437499999999,0.15,40.917000000000002,7.4123937499999997]
[0.18,-5,9.7061999999999991,50,-2.0152625,1.5155862499999999E-2,0.41773891786222822,3.3327875000000002]
[0.18,-5,11.843837499999999,50,0.8564093749999997,1.8866896874999997E-2,0.72247418839667132,3.7805156250000005]
[0.18,-5,13.981475,50,3.7280812499999993,2.2577931249999999E-2,1.0272094589311145,4.2282437500000007]
[0.18,-5,16.1191125,50,6.5997531249999994,2.6288965625000001E-2,1.3319447294655573,4.6759718750000001]
[0.18,-5,18.256749999999997,50,9.471425,0.03,1.6366800000000004,5.1236999999999995]
[0.18,-5,19.278468749999998,50,11.770131249999999,3.3750000000000002E-2,2.1481425000000001,5.3236875000000001]
[0.18,-5,20.3001875,50,14.068837499999999,3.7499999999999999E-2,2.659605,5.5236749999999999]
[0.18,-5,21.321906250000005,50,16.367543749999999,4.1249999999999995E-2,3.1710674999999999,5.7236624999999997]
[0.18,-5,22.343625000000003,50,18.666249999999998,4.4999999999999998E-2,3.6825299999999999,5.9236500000000003]
[0.18,-5,22.901656250000002,50,20.194437499999999,4.8750000000000002E-2,4.3985775,6.0294906250000002]
[0.18,-5,23.459687500000001,50,21.722625000000001,5.2499999999999998E-2,5.1146250000000002,6.1353312500000001]
[0.18,-5,24.01771875,50,23.250812499999999,5.6249999999999994E-2,5.8306725000000004,6.2411718750000009]
[0.18,-5,24.575749999999999,50,24.778999999999996,0.06,6.5467200000000014,6.3470125000000008]
[0.18,-5,24.921468749999999,50,25.830093749999996,6.3750000000000001E-2,7.4673525000000005,6.4116062500000002]
[0.18,-5,25.267187499999999,50,26.881187499999996,6.7500000000000004E-2,8.3879850000000005,6.4762000000000004]
[0.18,-5,25.612906250000002,50,27.932281249999999,7.1250000000000008E-2,9.3086175000000004,6.5407937500000006]
[0.18,-5,25.958624999999998,50,28.983375000000002,7.4999999999999997E-2,10.22925,6.6053875]
[0.18,-5,26.192406250000001,50,29.742125000000001,7.8749999999999987E-2,11.3544675,6.6489968749999999]
[0.18,-5,26.426187499999997,50,30.500875000000001,8.249999999999999E-2,12.479685,6.692606249999999]
[0.18,-5,26.659968749999997,50,31.259625,8.6249999999999993E-2,13.6049025,6.7362156249999998]
[0.18,-5,26.893749999999997,50,32.018374999999999,0.09,14.730119999999999,6.7798249999999989]
[0.18,-5,27.061843750000001,50,32.588906250000001,9.375E-2,16.059922499999999,6.8111624999999991]
[0.18,-5,27.229937499999998,50,33.159437499999996,9.7500000000000003E-2,17.389724999999999,6.8424999999999994]
[0.18,-5,27.398031249999999,50,33.729968749999998,0.10125000000000001,18.719527499999998,6.8738375000000005]
[0.18,-5,27.566125,50,34.3005,0.105,20.049329999999998,6.9051750000000007]
[0.18,-5,27.692531249999998,50,34.744156250000003,0.10874999999999999,21.583717499999999,6.9287437500000006]
[0.18,-5,27.818937499999997,50,35.1878125,0.11249999999999999,23.118105,6.9523124999999997]
[0.18,-5,27.945343749999999,50,35.631468749999996,0.11624999999999999,24.652492500000001,6.9758812500000005]
[0.18,-5,28.071749999999998,50,36.075125,0.12,26.186880000000006,6.9994499999999995]
[0.18,-5,28.170375,50,36.429531249999997,0.12375,27.925852500000005,7.0178093749999997]
[0.18,-5,28.268999999999998,50,36.783937499999993,0.1275,29.664825000000008,7.0361687499999999]
[0.18,-5,28.367624999999997,50,37.138343749999997,0.13125000000000001,31.40379750000001,7.054528125]
[0.18,-5,28.466249999999999,50,37.492750000000001,0.13500000000000001,33.142770000000013,7.0728875000000002]
[0.18,-5,28.545156249999998,50,37.782281249999997,0.13875000000000001,35.08632750000001,7.0760874999999999]
[0.18,-5,28.624062500000001,50,38.071812499999993,0.14250000000000002,37.029885000000007,7.0792875000000004]
[0.18,-5,28.70296875,50,38.361343749999996,0.14624999999999999,38.973442500000004,7.0824875000000009]
[0.18,-5,28.781874999999999,50,38.650874999999999,0.15,40.917000000000002,7.0856875000000006]
[0.18,-2.5,11.623749999999999,50,0.36428125000000011,1.516899375E-2,0.41846169290695368,3.1983812500000002]
[0.18,-2.5,13.664406249999999,50,3.1063203125000003,1.8876745312499998E-2,0.72301626968021537,3.6217921875000001]
[0.18,-2.5,15.7050625,50,5.8483593749999994,2.2584496874999999E-2,1.027570846453477,4.0452031250000005]
[0.18,-2.5,17.745718750000002,50,8.5903984374999993,2.6292248437499999E-2,1.3321254232267385,4.4686140625000004]
[0.18,-2.5,19.786375,50,11.332437499999999,0.03,1.6366800000000004,4.8920250000000003]
[0.18,-2.5,20.760703124999999,50,13.526546875000001,3.3750000000000002E-2,2.1481425000000001,5.0819687499999997]
[0.18,-2.5,21.735031249999999,50,15.720656250000001,3.7499999999999999E-2,2.659605,5.2719125]
[0.18,-2.5,22.709359375000002,50,17.914765625000001,4.1249999999999995E-2,3.1710674999999999,5.4618562500000003]
[0.18,-2.5,23.683687500000005,50,20.108875000000001,4.4999999999999998E-2,3.6825299999999999,5.6517999999999997]
[0.18,-2.5,24.215421875000004,50,21.566968750000001,4.8750000000000002E-2,4.3985775,5.7525296875]
[0.18,-2.5,24.747156250000003,50,23.025062499999997,5.2499999999999998E-2,5.1146250000000002,5.8532593750000004]
[0.18,-2.5,25.278890625000003,50,24.483156249999997,5.6249999999999994E-2,5.8306725000000004,5.9539890625000007]
[0.18,-2.5,25.810625000000002,50,25.941249999999997,0.06,6.5467200000000014,6.054718750000001]
[0.18,-2.5,26.139890625,50,26.944015624999995,6.3750000000000001E-2,7.4673525000000005,6.1162968750000006]
[0.18,-2.5,26.469156250000001,50,27.946781249999997,6.7500000000000004E-2,8.3879850000000005,6.1778750000000002]
[0.18,-2.5,26.798421875000003,50,28.949546874999999,7.1250000000000008E-2,9.3086175000000004,6.2394531249999998]
[0.18,-2.5,27.1276875,50,29.952312499999998,7.4999999999999997E-2,10.22925,6.3010312499999994]
[0.18,-2.5,27.350296874999998,50,30.676124999999999,7.8749999999999987E-2,11.3544675,6.3426078124999989]
[0.18,-2.5,27.572906249999999,50,31.399937499999997,8.249999999999999E-2,12.479685,6.3841843749999994]
[0.18,-2.5,27.795515625,50,32.123750000000001,8.6249999999999993E-2,13.6049025,6.4257609374999989]
[0.18,-2.5,28.018124999999998,50,32.847562499999995,0.09,14.730119999999999,6.4673374999999993]
[0.18,-2.5,28.178140624999997,50,33.391796874999997,9.375E-2,16.059922499999999,6.4972187499999992]
[0.18,-2.5,28.338156249999997,50,33.936031249999999,9.7500000000000003E-2,17.389724999999999,6.527099999999999]
[0.18,-2.5,28.498171874999997,50,34.480265625000001,0.10125000000000001,18.719527499999998,6.5569812499999998]
[0.18,-2.5,28.658187499999997,50,35.024500000000003,0.105,20.049329999999998,6.5868625000000005]
[0.18,-2.5,28.778546874999996,50,35.447734375000003,0.10874999999999999,21.583717499999999,6.6093343750000004]
[0.18,-2.5,28.898906249999996,50,35.870968750000003,0.11249999999999999,23.118105,6.6318062500000003]
[0.18,-2.5,29.019265624999999,50,36.294203124999996,0.11624999999999999,24.652492500000001,6.6542781250000003]
[0.18,-2.5,29.139624999999999,50,36.717437500000003,0.12,26.186880000000006,6.6767500000000002]
[0.18,-2.5,29.233499999999999,50,37.055484374999999,0.12375,27.925852500000005,6.6942578125000001]
[0.18,-2.5,29.327375,50,37.393531249999995,0.1275,29.664825000000008,6.711765625]
[0.18,-2.5,29.421250000000001,50,37.731578124999999,0.13125000000000001,31.40379750000001,6.7292734374999998]
[0.18,-2.5,29.515124999999998,50,38.069625000000002,0.13500000000000001,33.142770000000013,6.7467812499999997]
[0.18,-2.5,29.590234375000001,50,38.345796874999998,0.13875000000000001,35.08632750000001,6.7498312499999997]
[0.18,-2.5,29.665343749999998,50,38.621968750000001,0.14250000000000002,37.029885000000007,6.7528812499999997]
[0.18,-2.5,29.740453124999998,50,38.898140625000003,0.14624999999999999,38.973442500000004,6.7559312499999997]
[0.18,-2.5,29.815562499999999,50,39.174312499999999,0.15,40.917000000000002,6.7589812500000006]
[0.18,0,13.5413,50,2.7438250000000002,1.5182125000000001E-2,0.41918446795167907,3.0639750000000001]
[0.18,0,21.315999999999999,50,13.193449999999999,0.03,1.6366800000000004,4.6603499999999993]
[0.18,0,25.02375,50,21.551500000000001,4.4999999999999998E-2,3.6825299999999999,5.37995]
[0.18,0,27.045499999999997,50,27.103499999999997,0.06,6.5467200000000014,5.7624250000000004]
[0.18,0,28.296749999999999,50,30.921250000000001,7.4999999999999997E-2,10.22925,5.9966749999999998]
[0.18,0,29.142499999999998,50,33.676749999999998,0.09,14.730119999999999,6.1548499999999997]
[0.18,0,29.750250000000001,50,35.7485,0.105,20.049329999999998,6.2685500000000003]
[0.18,0,30.2075,50,37.359749999999998,0.12,26.186880000000006,6.35405]
[0.18,0,30.564,50,38.646499999999996,0.13500000000000001,33.142770000000013,6.4206749999999992]
[0.18,0,30.849250000000001,50,39.697749999999999,0.15,40.917000000000002,6.4322750000000006]
[0.18,2.5,15.45885,50,5.1233687500000009,1.5195256250000001E-2,0.41990724299640447,2.9295687500000001]
[0.18,2.5,22.845624999999998,50,15.0544625,0.03,1.6366800000000004,4.4286750000000001]
[0.18,2.5,26.363812500000002,50,22.994125,4.4999999999999998E-2,3.6825299999999999,5.1081000000000003]
[0.18,2.5,28.280374999999999,50,28.265749999999997,0.06,6.5467200000000014,5.4701312499999997]
[0.18,2.5,29.465812499999998,50,31.8901875,7.4999999999999997E-2,10.22925,5.6923187500000001]
[0.18,2.5,30.266874999999999,50,34.505937500000002,0.09,14.730119999999999,5.8423625000000001]
[0.18,2.5,30.842312500000002,50,36.472499999999997,0.105,20.049329999999998,5.9502375000000001]
[0.18,2.5,31.275375,50,38.002062499999994,0.12,26.186880000000006,6.0313499999999998]
[0.18,2.5,31.612874999999999,50,39.223374999999997,0.13500000000000001,33.142770000000013,6.0945687499999996]
[0.18,2.5,31.882937500000001,50,40.221187499999999,0.15,40.917000000000002,6.1055687499999998]
[0.18,5,17.376399999999997,50,7.5029125000000008,1.52083875E-2,0.42063001804112987,2.7951625]
[0.18,5,24.375250000000001,50,16.915475000000001,0.03,1.6366800000000004,4.1969999999999992]
[0.18,5,27.703875,50,24.436750000000004,4.4999999999999998E-2,3.6825299999999999,4.8362499999999997]
[0.18,5,29.515249999999998,50,29.427999999999997,0.06,6.5467200000000014,5.1778374999999999]
[0.18,5,30.634875000000001,50,32.859124999999992,7.4999999999999997E-2,10.22925,5.3879624999999995]
[0.18,5,31.391249999999999,50,35.335124999999998,0.09,14.730119999999999,5.5298749999999997]
[0.18,5,31.934375000000003,50,37.1965,0.105,20.049329999999998,5.6319249999999998]
[0.18,5,32.343249999999998,50,38.644374999999997,0.12,26.186880000000006,5.7086500000000004]
[0.18,5,32.661749999999998,50,39.800249999999998,0.13500000000000001,33.142770000000013,5.7684625]
[0.18,5,32.916625000000003,50,40.744624999999999,0.15,40.917000000000002,5.7788625000000007]
[0.18,10,21.211500000000001,50,12.262,1.5234650000000001E-2,0.42207556813058072,2.5263499999999999]
[0.18,10,27.4345,50,20.637499999999999,0.03,1.6366800000000004,3.7336499999999999]
[0.18,10,30.384,50,27.322000000000003,4.4999999999999998E-2,3.6825299999999999,4.2925500000000003]
[0.18,10,31.984999999999999,50,31.752499999999998,0.06,6.5467200000000014,4.5932499999999994]
[0.18,10,32.972999999999999,50,34.796999999999997,7.4999999999999997E-2,10.22925,4.7792500000000002]
[0.18,10,33.64,50,36.993499999999997,0.09,14.730119999999999,4.9048999999999996]
[0.18,10,34.118499999999997,50,38.644499999999994,0.105,20.049329999999998,4.9953000000000003]
[0.18,10,34.478999999999999,50,39.929000000000002,0.12,26.186880000000006,5.06325]
[0.18,10,34.759500000000003,50,40.953999999999994,0.13500000000000001,33.142770000000013,5.11625]
[0.18,10,34.984000000000002,50,41.791499999999999,0.15,40.917000000000002,5.1254500000000007]
[0.18,-30,-15.098000000000001,30,-26.791499999999999,1.53747E-2,0.42986745560733608,3.7165499999999998]
[0.18,-30,-6.4348499999999991,30,-14.789000000000001,0.03,1.6366800000000004,5.6741999999999999]
[0.18,-30,-2.0728886710000003,30,-4.8376000000000001,4.4999999999999998E-2,3.6825299999999999,6.5848499999999994]
[0.18,-30,0.34849999999999992,30,1.85938,0.06,6.5467200000000014,7.0730500000000003]
[0.18,-30,1.8628799999999999,30,6.4977499999999999,7.4999999999999997E-2,10.22925,7.3769499999999999]
[0.18,-30,2.892855,30,9.8604000000000003,0.09,14.730119999999999,7.5831]
[0.18,-30,3.6366000000000001,30,12.3965,0.105,20.049329999999998,7.7317]
[0.18,-30,4.1981000000000002,30,14.3735,0.12,26.186880000000006,7.84375]
[0.18,-30,4.6364999999999998,30,15.955500000000001,0.13500000000000001,33.142770000000013,7.9312000000000005]
[0.18,-30,4.9882,30,17.248999999999999,0.15,40.917000000000002,7.9464500000000005]
[0.18,-20,-7.3620600000000005,30,-17.3489,1.5239474999999999E-2,0.42238205335020906,3.1056999999999997]
[0.18,-20,-2.1774999999999434E-2,30,-7.253422500000001,0.03,1.6366800000000004,4.7116499999999997]
[0.18,-20,3.6052556645,30,1.039425,4.4999999999999998E-2,3.6825299999999999,5.4718499999999999]
[0.18,-20,5.6113249999999999,30,6.61219,0.06,6.5467200000000014,5.8791250000000002]
[0.18,-20,6.8634400000000007,30,10.469374999999999,7.4999999999999997E-2,10.22925,6.1309500000000003]
[0.18,-20,7.7144274999999993,30,13.264700000000001,0.09,14.730119999999999,6.301825]
[0.18,-20,8.3285499999999999,30,15.37275,0.105,20.049329999999998,6.4250500000000006]
[0.18,-20,8.7915500000000009,30,17.015750000000001,0.12,26.186880000000006,6.5179749999999999]
[0.18,-20,9.1532499999999999,30,18.330500000000001,0.13500000000000001,33.142770000000013,6.5905000000000005]
[0.18,-20,9.4430999999999994,30,19.405249999999999,0.15,40.917000000000002,6.6031500000000003]
[0.18,-15,-3.4940900000000004,30,-12.627600000000001,1.5171862499999999E-2,0.41863935222164556,2.8002749999999996]
[0.18,-15,-1.824376875,30,-10.342108437500002,1.8878896874999999E-2,0.7231495141662343,3.1577999999999999]
[0.18,-15,-0.15466374999999988,30,-8.0566168750000013,2.258593125E-2,1.027659676110823,3.5153249999999998]
[0.18,-15,1.5150493750000003,30,-5.7711253125000006,2.6292965624999998E-2,1.3321698380554117,3.8728499999999997]
[0.18,-15,3.1847625000000006,30,-3.4856337500000003,0.03,1.6366800000000004,4.2303749999999996]
[0.18,-15,3.9996538330625007,30,-1.6197409375,3.3750000000000002E-2,2.1481425000000001,4.401618749999999]
[0.18,-15,4.8145451661250007,30,0.24615187500000002,3.7499999999999999E-2,2.659605,4.5728624999999994]
[0.18,-15,5.6294364991875003,30,2.1120446875000001,4.1249999999999995E-2,3.1710674999999999,4.7441062499999997]
[0.18,-15,6.4443278322499999,30,3.9779375000000003,4.4999999999999998E-2,3.6825299999999999,4.9153500000000001]
[0.18,-15,6.8939302491875001,30,5.2306018749999996,4.8750000000000002E-2,4.3985775,5.0070531250000005]
[0.18,-15,7.3435326661250002,30,6.4832662499999998,5.2499999999999998E-2,5.1146250000000002,5.0987562500000001]
[0.18,-15,7.7931350830625004,30,7.7359306249999999,5.6249999999999994E-2,5.8306725000000004,5.1904593749999997]
[0.18,-15,8.2427375000000005,30,8.9885950000000001,0.06,6.5467200000000014,5.2821625000000001]
[0.18,-15,8.5229831249999997,30,9.8552431249999994,6.3750000000000001E-2,7.4673525000000005,5.3386093749999999]
[0.18,-15,8.8032287500000006,30,10.721891249999999,6.7500000000000004E-2,8.3879850000000005,5.3950562499999997]
[0.18,-15,9.0834743750000015,30,11.588539375,7.1250000000000008E-2,9.3086175000000004,5.4515031250000003]
[0.18,-15,9.3637200000000007,30,12.455187499999999,7.4999999999999997E-2,10.22925,5.5079500000000001]
[0.18,-15,9.5540934375000006,30,13.083103125000001,7.8749999999999987E-2,11.3544675,5.546259375]
[0.18,-15,9.7444668750000005,30,13.711018750000001,8.249999999999999E-2,12.479685,5.5845687500000007]
[0.18,-15,9.9348403125000004,30,14.338934375000001,8.6249999999999993E-2,13.6049025,5.6228781250000006]
[0.18,-15,10.12521375,30,14.966850000000001,0.09,14.730119999999999,5.6611875000000005]
[0.18,-15,10.262541562500001,30,15.440356250000001,9.375E-2,16.059922499999999,5.6888218750000004]
[0.18,-15,10.399869375,30,15.9138625,9.7500000000000003E-2,17.389724999999999,5.7164562500000002]
[0.18,-15,10.537197187499999,30,16.38736875,0.10125000000000001,18.719527499999998,5.7440906250000001]
[0.18,-15,10.674524999999999,30,16.860875,0.105,20.049329999999998,5.771725]
[0.18,-15,10.777962499999999,30,17.229875,0.10874999999999999,21.583717499999999,5.7925656249999999]
[0.18,-15,10.881399999999999,30,17.598875,0.11249999999999999,23.118105,5.8134062499999999]
[0.18,-15,10.984837500000001,30,17.967874999999999,0.11624999999999999,24.652492500000001,5.8342468749999998]
[0.18,-15,11.088275000000001,30,18.336874999999999,0.12,26.186880000000006,5.8550874999999998]
[0.18,-15,11.169112500000001,30,18.632156250000001,0.12375,27.925852500000005,5.8713531249999997]
[0.18,-15,11.249950000000002,30,18.9274375,0.1275,29.664825000000008,5.8876187499999997]
[0.18,-15,11.330787500000001,30,19.222718749999999,0.13125000000000001,31.40379750000001,5.9038843750000005]
[0.18,-15,11.411625000000001,30,19.518000000000001,0.13500000000000001,33.142770000000013,5.9201500000000005]
[0.18,-15,11.47635625,30,19.759343749999999,0.13875000000000001,35.08632750000001,5.9229874999999996]
[0.18,-15,11.5410875,30,20.000687499999998,0.14250000000000002,37.029885000000007,5.9258249999999997]
[0.18,-15,11.605818749999999,30,20.242031249999997,0.14624999999999999,38.973442500000004,5.9286624999999997]
[0.18,-15,11.670549999999999,30,20.483374999999999,0.15,40.917000000000002,5.9314999999999998]
[0.18,-10,0.37388000000000005,30,-7.9062999999999999,1.510425E-2,0.41489665109308205,2.4948499999999996]
[0.18,-10,1.8782350000000001,30,-5.8591862499999996,1.8828187499999999E-2,0.72034248831981162,2.8084124999999998]
[0.18,-10,3.38259,30,-3.8120724999999998,2.2552124999999999E-2,1.0257883255465412,3.1219749999999999]
[0.18,-10,4.8869449999999999,30,-1.7649587499999999,2.6276062499999999E-2,1.3312341627732707,3.4355374999999997]
[0.18,-10,6.3913000000000002,30,0.28215499999999999,0.03,1.6366800000000004,3.7490999999999999]
[0.18,-10,7.1143250000000009,30,1.9407287500000001,3.3750000000000002E-2,2.1481425000000001,3.9015374999999999]
[0.18,-10,7.8373500000000007,30,3.5993025000000003,3.7499999999999999E-2,2.659605,4.0539750000000003]
[0.18,-10,8.5603750000000005,30,5.2578762500000007,4.1249999999999995E-2,3.1710674999999999,4.2064125000000008]
[0.18,-10,9.2834000000000003,30,6.9164500000000002,4.4999999999999998E-2,3.6825299999999999,4.3588500000000003]
[0.18,-10,9.6810875000000003,30,8.0285875000000004,4.8750000000000002E-2,4.3985775,4.4404374999999998]
[0.18,-10,10.078775,30,9.1407249999999998,5.2499999999999998E-2,5.1146250000000002,4.5220250000000002]
[0.18,-10,10.4764625,30,10.252862499999999,5.6249999999999994E-2,5.8306725000000004,4.6036125000000006]
[0.18,-10,10.87415,30,11.365,0.06,6.5467200000000014,4.6852]
[0.18,-10,11.121612500000001,30,12.134,6.3750000000000001E-2,7.4673525000000005,4.7351375000000004]
[0.18,-10,11.369075,30,12.902999999999999,6.7500000000000004E-2,8.3879850000000005,4.785075]
[0.18,-10,11.6165375,30,13.671999999999999,7.1250000000000008E-2,9.3086175000000004,4.8350124999999995]
[0.18,-10,11.864000000000001,30,14.440999999999999,7.4999999999999997E-2,10.22925,4.8849499999999999]
[0.18,-10,12.032,30,14.997999999999999,7.8749999999999987E-2,11.3544675,4.9188499999999999]
[0.18,-10,12.2,30,15.555,8.249999999999999E-2,12.479685,4.95275]
[0.18,-10,12.367999999999999,30,16.112000000000002,8.6249999999999993E-2,13.6049025,4.98665]
[0.18,-10,12.536,30,16.669,0.09,14.730119999999999,5.0205500000000001]
[0.18,-10,12.657125000000001,30,17.088999999999999,9.375E-2,16.059922499999999,5.0450125000000003]
[0.18,-10,12.77825,30,17.509,9.7500000000000003E-2,17.389724999999999,5.0694750000000006]
[0.18,-10,12.899374999999999,30,17.929000000000002,0.10125000000000001,18.719527499999998,5.0939375000000009]
[0.18,-10,13.0205,30,18.349,0.105,20.049329999999998,5.1184000000000003]
[0.18,-10,13.111625,30,18.676250000000003,0.10874999999999999,21.583717499999999,5.1368500000000008]
[0.18,-10,13.202750000000002,30,19.003500000000003,0.11249999999999999,23.118105,5.1553000000000004]
[0.18,-10,13.293875000000002,30,19.330750000000002,0.11624999999999999,24.652492500000001,5.1737500000000001]
[0.18,-10,13.385000000000002,30,19.658000000000001,0.12,26.186880000000006,5.1921999999999997]
[0.18,-10,13.456250000000001,30,19.919875000000001,0.12375,27.925852500000005,5.2065999999999999]
[0.18,-10,13.5275,30,20.181750000000001,0.1275,29.664825000000008,5.2210000000000001]
[0.18,-10,13.598749999999999,30,20.443625000000001,0.13125000000000001,31.40379750000001,5.2354000000000003]
[0.18,-10,13.67,30,20.705500000000001,0.13500000000000001,33.142770000000013,5.2498000000000005]
[0.18,-10,13.727,30,20.919499999999999,0.13875000000000001,35.08632750000001,5.2523125000000004]
[0.18,-10,13.783999999999999,30,21.133499999999998,0.14250000000000002,37.029885000000007,5.2548250000000003]
[0.18,-10,13.840999999999999,30,21.347499999999997,0.14624999999999999,38.973442500000004,5.2573375000000002]
[0.18,-10,13.898,30,21.561499999999999,0.15,40.917000000000002,5.2598500000000001]
[0.18,-7.5,2.2610200000000003,30,-5.5332625000000002,1.510783125E-2,0.41509267842414649,2.3369874999999998]
[0.18,-7.5,3.6724243750000003,30,-3.61292859375,1.8830873437499999E-2,0.72048950881810991,2.6315546874999995]
[0.18,-7.5,5.0838287500000003,30,-1.6925946875000002,2.2553915624999997E-2,1.0258863392120734,2.9261218749999998]
[0.18,-7.5,6.4952331250000004,30,0.22773921874999992,2.6276957812500001E-2,1.331283169606037,3.2206890625]
[0.18,-7.5,7.9066375000000004,30,2.1480731249999998,0.03,1.6366800000000004,3.5152562499999997]
[0.18,-7.5,8.5841437499999991,30,3.7029814062500002,3.3750000000000002E-2,2.1481425000000001,3.6577609375]
[0.18,-7.5,9.2616499999999995,30,5.2578896875000005,3.7499999999999999E-2,2.659605,3.8002656249999998]
[0.18,-7.5,9.9391562499999999,30,6.8127979687500009,4.1249999999999995E-2,3.1710674999999999,3.9427703125]
[0.18,-7.5,10.6166625,30,8.3677062500000012,4.4999999999999998E-2,3.6825299999999999,4.0852750000000002]
[0.18,-7.5,10.9891078125,30,9.4100609375000008,4.8750000000000002E-2,4.3985775,4.1616062500000002]
[0.18,-7.5,11.361553125,30,10.452415625,5.2499999999999998E-2,5.1146250000000002,4.2379375000000001]
[0.18,-7.5,11.7339984375,30,11.494770312500002,5.6249999999999994E-2,5.8306725000000004,4.3142687500000001]
[0.18,-7.5,12.10644375,30,12.537125000000001,0.06,6.5467200000000014,4.3906000000000001]
[0.18,-7.5,12.3381453125,30,13.2578125,6.3750000000000001E-2,7.4673525000000005,4.4373781250000004]
[0.18,-7.5,12.569846875,30,13.9785,6.7500000000000004E-2,8.3879850000000005,4.4841562499999998]
[0.18,-7.5,12.801548437500001,30,14.699187500000001,7.1250000000000008E-2,9.3086175000000004,4.5309343749999993]
[0.18,-7.5,13.033249999999999,30,15.419875000000001,7.4999999999999997E-2,10.22925,4.5777124999999996]
[0.18,-7.5,13.190531249999999,30,15.94184375,7.8749999999999987E-2,11.3544675,4.6094687499999996]
[0.18,-7.5,13.3478125,30,16.463812500000003,8.249999999999999E-2,12.479685,4.6412250000000004]
[0.18,-7.5,13.505093749999999,30,16.985781250000002,8.6249999999999993E-2,13.6049025,4.6729812500000003]
[0.18,-7.5,13.662374999999999,30,17.507750000000001,0.09,14.730119999999999,4.7047375000000002]
[0.18,-7.5,13.77575,30,17.901359374999998,9.375E-2,16.059922499999999,4.7276515625000002]
[0.18,-7.5,13.889125,30,18.294968750000002,9.7500000000000003E-2,17.389724999999999,4.7505656250000001]
[0.18,-7.5,14.0025,30,18.688578124999999,0.10125000000000001,18.719527499999998,4.7734796875000001]
[0.18,-7.5,14.115875000000001,30,19.0821875,0.105,20.049329999999998,4.79639375]
[0.18,-7.5,14.201171875000002,30,19.388828125,0.10874999999999999,21.583717499999999,4.8136765625000004]
[0.18,-7.5,14.286468750000001,30,19.69546875,0.11249999999999999,23.118105,4.8309593749999999]
[0.18,-7.5,14.371765625,30,20.002109375,0.11624999999999999,24.652492500000001,4.8482421874999995]
[0.18,-7.5,14.457062500000001,30,20.30875,0.12,26.186880000000006,4.8655249999999999]
[0.18,-7.5,14.52375,30,20.554140624999999,0.12375,27.925852500000005,4.8790156250000001]
[0.18,-7.5,14.5904375,30,20.799531250000001,0.1275,29.664825000000008,4.8925062500000003]
[0.18,-7.5,14.657125000000001,30,21.044921875,0.13125000000000001,31.40379750000001,4.9059968750000005]
[0.18,-7.5,14.723812499999999,30,21.290312499999999,0.13500000000000001,33.142770000000013,4.9194875000000007]
[0.18,-7.5,14.777156249999999,30,21.490875000000003,0.13875000000000001,35.08632750000001,4.9218406250000006]
[0.18,-7.5,14.830499999999999,30,21.691437499999999,0.14250000000000002,37.029885000000007,4.9241937500000006]
[0.18,-7.5,14.883843749999999,30,21.891999999999996,0.14624999999999999,38.973442500000004,4.9265468749999997]
[0.18,-7.5,14.937187499999999,30,22.0925625,0.15,40.917000000000002,4.9288999999999996]
[0.18,-5,4.1481599999999998,30,-3.1602250000000001,1.5111412499999999E-2,0.41528870575521087,2.179125]
[0.18,-5,5.4666137500000005,30,-1.3666709374999999,1.8833559375E-2,0.72063652931640831,2.4546968749999998]
[0.18,-5,6.7850675000000003,30,0.42688312500000003,2.2555706249999998E-2,1.0259843528776056,2.7302687499999996]
[0.18,-5,8.10352125,30,2.2204371875,2.6277853125E-2,1.3313321764388031,3.0058406249999998]
[0.18,-5,9.4219749999999998,30,4.0139912500000001,0.03,1.6366800000000004,3.2814125000000001]
[0.18,-5,10.053962500000001,30,5.4652340625000004,3.3750000000000002E-2,2.1481425000000001,3.4139843750000001]
[0.18,-5,10.68595,30,6.9164768750000007,3.7499999999999999E-2,2.659605,3.5465562500000001]
[0.18,-5,11.317937499999999,30,8.3677196875000011,4.1249999999999995E-2,3.1710674999999999,3.6791281250000001]
[0.18,-5,11.949925,30,9.8189625000000014,4.4999999999999998E-2,3.6825299999999999,3.8117000000000001]
[0.18,-5,12.297128125,30,10.791534375000001,4.8750000000000002E-2,4.3985775,3.8827749999999996]
[0.18,-5,12.64433125,30,11.764106250000001,5.2499999999999998E-2,5.1146250000000002,3.9538499999999996]
[0.18,-5,12.991534375000001,30,12.736678125000001,5.6249999999999994E-2,5.8306725000000004,4.0249249999999996]
[0.18,-5,13.338737500000001,30,13.709250000000001,0.06,6.5467200000000014,4.0960000000000001]
[0.18,-5,13.554678125000001,30,14.381625,6.3750000000000001E-2,7.4673525000000005,4.1396187500000003]
[0.18,-5,13.770618750000001,30,15.054,6.7500000000000004E-2,8.3879850000000005,4.1832375000000006]
[0.18,-5,13.986559375000001,30,15.726374999999999,7.1250000000000008E-2,9.3086175000000004,4.22685625]
[0.18,-5,14.202500000000001,30,16.39875,7.4999999999999997E-2,10.22925,4.2704749999999994]
[0.18,-5,14.3490625,30,16.8856875,7.8749999999999987E-2,11.3544675,4.3000875000000001]
[0.18,-5,14.495625,30,17.372624999999999,8.249999999999999E-2,12.479685,4.3296999999999999]
[0.18,-5,14.6421875,30,17.859562499999999,8.6249999999999993E-2,13.6049025,4.3593124999999997]
[0.18,-5,14.78875,30,18.346499999999999,0.09,14.730119999999999,4.3889250000000004]
[0.18,-5,14.894375,30,18.713718749999998,9.375E-2,16.059922499999999,4.410290625]
[0.18,-5,15,30,19.080937500000001,9.7500000000000003E-2,17.389724999999999,4.4316562500000005]
[0.18,-5,15.105625,30,19.44815625,0.10125000000000001,18.719527499999998,4.453021875000001]
[0.18,-5,15.21125,30,19.815375,0.105,20.049329999999998,4.4743875000000006]
[0.18,-5,15.29071875,30,20.10140625,0.10874999999999999,21.583717499999999,4.490503125]
[0.18,-5,15.3701875,30,20.387437500000001,0.11249999999999999,23.118105,4.5066187500000003]
[0.18,-5,15.44965625,30,20.673468749999998,0.11624999999999999,24.652492500000001,4.5227343750000006]
[0.18,-5,15.529125000000001,30,20.959499999999998,0.12,26.186880000000006,4.5388500000000001]
[0.18,-5,15.59125,30,21.18840625,0.12375,27.925852500000005,4.5514312500000003]
[0.18,-5,15.9266875,30,22.436499999999999,0.14624999999999999,38.973442500000004,4.59575625]
[0.18,-2.5,9.7118093749999996,30,4.2131351562500008,2.6278748437499999E-2,1.3313811832715692,2.7909921874999997]
[0.18,-2.5,13.6051484375,30,12.173007812500002,4.8750000000000002E-2,4.3985775,3.60394375]
[0.18,-2.5,14.971390625000002,30,16.1295,6.7500000000000004E-2,8.3879850000000005,3.88231875]
[0.18,-2.5,15.77928125,30,18.73334375,8.6249999999999993E-2,13.6049025,4.04564375]
[0.18,-2.5,16.380265625,30,20.813984375000004,0.10874999999999999,21.583717499999999,4.1673296875000005]
[0.18,-2.5,16.716312500000001,30,22.035093750000001,0.1275,29.664825000000008,4.2355187500000007]
[0.18,-2.5,16.877468749999998,30,22.633625000000002,0.13875000000000001,35.08632750000001,4.2608968750000003]
[0.18,0,17.041499999999999,30,20.024000000000001,0.09,14.730119999999999,3.7573000000000003]
[0.18,2.5,9.8095800000000004,30,3.9588874999999999,1.5122156249999998E-2,0.41587678774840409,1.7055374999999999]
[0.18,2.5,13.967987500000001,30,9.6117456249999993,0.03,1.6366800000000004,2.5798812500000001]
[0.18,2.5,18.497374999999998,30,22.014937499999998,0.105,20.049329999999998,3.5083687499999998]
[0.18,5,15.483325000000001,30,11.47766375,0.03,1.6366800000000004,2.3460375]
[0.18,5,19.817375000000002,30,23.5625,0.12,26.186880000000006,3.2321500000000003]
[0.18,10,19.9495,30,18.526499999999999,4.4999999999999998E-2,3.6825299999999999,2.1702500000000002]
[0.18,10,22.100499999999997,30,25.384,0.13500000000000001,33.142770000000013,2.6073]
[0.16,-30,31.173999999999999,70,39.683999999999997,0.09,14.730119999999999,11.438000000000001]
[0.16,-30,34.573,70,51.036999999999999,0.15,40.917000000000002,11.865]
[0.16,-20,35.606499999999997,70,42.796999999999997,0.09,14.730119999999999,10.2645]
[0.16,-15,10.1091,70,-9.3840250000000012,1.5179625E-2,0.41905031240177104,5.0858749999999997]
[0.16,-15,27.557375,70,17.126649999999998,3.7499999999999999E-2,2.659605,8.1128750000000007]
[0.16,-15,33.421999999999997,70,31.314750000000004,5.6249999999999994E-2,5.8306725000000004,9.0232500000000009]
[0.16,-15,36.406750000000002,70,39.893000000000001,7.4999999999999997E-2,10.22925,9.4685249999999996]
[0.16,-15,36.760750000000002,70,41.008125,7.8749999999999987E-2,11.3544675,9.5208312500000005]
[0.16,-15,38.328375000000001,70,46.016500000000001,9.7500000000000003E-2,17.389724999999999,9.7521374999999999]
[0.16,-15,39.590499999999999,70,50.250500000000002,0.12,26.186880000000006,9.9375750000000007]
[0.16,-15,40.412374999999997,70,53.125999999999998,0.14250000000000002,37.029885000000007,10.031212499999999]
[0.16,-10,20.649000000000001,70,4.3876499999999998,2.255805E-2,1.0261042319963463,5.9329000000000001]
[0.16,-10,33.497999999999998,70,27.117999999999999,4.4999999999999998E-2,3.6825299999999999,8.1066000000000003]
[0.16,-10,37.236000000000004,70,37.31,6.3750000000000001E-2,7.4673525000000005,8.6735250000000015]
[0.16,-10,39.378500000000003,70,43.814999999999998,8.249999999999999E-2,12.479685,8.9928500000000007]
[0.16,-10,40.981999999999999,70,49.033999999999999,0.105,20.049329999999998,9.2307000000000006]
[0.16,-10,41.823999999999998,70,51.929000000000002,0.12375,27.925852500000005,9.3552999999999997]
[0.16,-10,42.453000000000003,70,54.15,0.14250000000000002,37.029885000000007,9.4229500000000002]
[0.16,-7.5,19.037875,70,2.0281968749999995,1.8832771875000001E-2,0.72058012883942379,5.1871406249999996]
[0.16,-7.5,35.532374999999995,70,30.593124999999997,4.8750000000000002E-2,4.3985775,7.9680968750000005]
[0.16,-7.5,36.316249999999997,70,32.704499999999996,5.2499999999999998E-2,5.1146250000000002,8.0875062500000006]
[0.16,-7.5,39.316031250000009,70,41.197000000000003,7.1250000000000008E-2,9.3086175000000004,8.5403750000000009]
[0.16,-7.5,41.069625000000002,70,46.676999999999992,0.09,14.730119999999999,8.801737499999998]
[0.16,-7.5,42.320999999999998,70,50.870562499999998,0.11249999999999999,23.118105,8.9875062500000009]
[0.16,-7.5,43.058437499999997,70,53.433781249999996,0.13125000000000001,31.40379750000001,9.0967062499999987]
[0.16,-5,17.631499999999999,70,-5.4275000000000073E-2,1.5104625E-2,0.41489854624577105,4.4943499999999998]
[0.16,-5,31.716124999999998,70,20.288249999999998,3.3750000000000002E-2,2.1481425000000001,6.9061000000000003]
[0.16,-5,39.486687500000002,70,39.390999999999998,6.3750000000000001E-2,7.4673525000000005,8.1218249999999994]
[0.16,-5,41.176625000000001,70,44.501374999999996,7.8749999999999987E-2,11.3544675,8.3746812499999983]
[0.16,-5,42.539625000000001,70,48.906499999999994,9.7500000000000003E-2,17.389724999999999,8.5778624999999984]
[0.16,-5,43.47175,70,52.064937499999999,0.11624999999999999,24.652492500000001,8.7165437499999996]
[0.16,-5,44.248062500000003,70,54.793624999999999,0.13875000000000001,35.08632750000001,8.8199249999999978]
[0.16,-2.5,22.553624999999997,70,6.4416406250000007,1.8824165625E-2,0.72010769052923296,4.8933218749999998]
[0.16,-2.5,25.615499999999997,70,10.592343750000001,2.2549443749999998E-2,1.0256317936861554,5.4127187499999998]
[0.16,-2.5,35.871937500000001,70,28.130375000000001,4.1249999999999995E-2,3.1710674999999999,7.1125250000000007]
[0.16,-2.5,40.167999999999999,70,39.101749999999996,0.06,6.5467200000000014,7.7793749999999999]
[0.16,-2.5,42.240812500000004,70,45.368312500000002,7.8749999999999987E-2,11.3544675,8.0901343749999981]
[0.16,-2.5,43.977499999999999,70,51.036500000000004,0.105,20.049329999999998,8.3495249999999999]
[0.16,-2.5,44.856375,70,54.089187499999994,0.1275,29.664825000000008,8.4804499999999994]
[0.16,-2.5,45.395781249999999,70,56.017062499999994,0.14624999999999999,38.973442500000004,8.5265500000000003]
[0.16,0,41.31,70,40.189,0.06,6.5467200000000014,7.5059000000000005]
[0.16,0,46.4345,70,56.849999999999994,0.15,40.917000000000002,8.2296499999999995]
[0.16,2.5,44.094875000000002,70,46.221249999999998,7.4999999999999997E-2,10.22925,7.4798249999999999]
[0.16,2.5,47.375374999999998,70,57.329749999999997,0.15,40.917000000000002,7.9295624999999994]
[0.16,5,46.222750000000005,70,50.512,0.09,14.730119999999999,7.3554249999999994]
[0.16,5,48.316249999999997,70,57.8095,0.15,40.917000000000002,7.6294749999999993]
[0.16,10,43.502000000000002,70,38.027999999999999,4.4999999999999998E-2,3.6825299999999999,6.0433000000000003]
[0.16,10,49.482999999999997,70,56.173999999999999,0.12,26.186880000000006,6.9586000000000006]
[0.16,-30,16.939499999999999,60,11.148900000000001,4.4999999999999998E-2,3.6825299999999999,9.2357499999999995]
[0.16,-30,26.980499999999999,60,40.966499999999996,0.13500000000000001,33.142770000000013,10.7683]
[0.16,-20,25.5535,60,25.450749999999999,0.06,6.5467200000000014,8.6930250000000004]
[0.16,-20,31.116499999999998,60,43.134,0.13500000000000001,33.142770000000013,9.5427499999999998]
[0.16,-15,19.279612499999999,60,6.7558875,0.03,1.6366800000000004,6.7270249999999994]
[0.16,-15,25.730062500000003,60,21.522012499999999,4.8750000000000002E-2,4.3985775,7.7785093750000005]
[0.16,-15,29.866125000000004,60,33.208500000000001,7.4999999999999997E-2,10.22925,8.421875]
[0.16,-15,31.33309375,60,37.902156250000004,9.375E-2,16.059922499999999,8.6470406249999989]
[0.16,-15,32.333500000000001,60,41.258562499999996,0.11249999999999999,23.118105,8.8000687500000012]
[0.16,-15,33.1845,60,44.217750000000002,0.13500000000000001,33.142770000000013,8.9299749999999989]
[{"$f":"(A2143+A2633)/2","v":0.16},-10,10.68825,60,-5.4942500000000001,1.50674E-2,0.41285964855780666,4.1357499999999998]
[0.16,-10,13.605812500000001,60,-1.5245875000000002,1.8800549999999999E-2,0.71881473641835503,4.6672500000000001]
[0.16,-10,25.003,60,16.316199999999998,3.7499999999999999E-2,2.659605,6.6979000000000006]
[0.16,-10,29.759875000000001,60,27.976500000000001,5.6249999999999994E-2,5.8306725000000004,7.4671625000000006]
[0.16,-10,32.471375000000002,60,35.968625000000003,7.8749999999999987E-2,11.3544675,7.8888875000000001]
[0.16,-10,33.746499999999997,60,40.106999999999999,9.7500000000000003E-2,17.389724999999999,8.0855500000000013]
[{"$f":"(A2171+A2661)/2","v":0.16},-10,34.773499999999999,60,43.608999999999995,0.12,26.186880000000006,8.2437000000000005]
[0.16,-10,35.443249999999999,60,45.990499999999997,0.14250000000000002,37.029885000000007,8.323599999999999]
[0.16,-7.5,18.176609374999998,60,4.5195343749999992,2.2537571874999999E-2,1.0249825717311043,5.0237906250000002]
[0.16,-7.5,28.897687499999996,60,23.617562499999998,4.4999999999999998E-2,3.6825299999999999,6.8755375000000001]
[0.16,-7.5,32.021609374999997,60,32.223093749999997,6.3750000000000001E-2,7.4673525000000005,7.3673546875000007]
[0.16,-7.5,33.816031250000002,60,37.72928125,8.249999999999999E-2,12.479685,7.6452999999999989]
[0.16,-7.5,35.161249999999995,60,42.154812499999998,0.105,20.049329999999998,7.8529750000000007]
[0.16,-7.5,35.868328125000005,60,44.612375,0.12375,27.925852500000005,7.9620031250000007]
[0.16,-7.5,36.397187500000001,60,46.499562499999996,0.14250000000000002,37.029885000000007,8.0212781249999985]
[0.16,-7.5,36.580624999999998,60,47.163499999999999,0.15,40.917000000000002,8.0274437499999998]
[0.16,-5,25.250499999999999,60,13.974425,0.03,1.6366800000000004,5.8115000000000006]
[{"$f":"(A2227+A2717)/2","v":0.16},-5,31.45,60,28.5300625,5.2499999999999998E-2,5.1146250000000002,6.8226562500000005]
[0.16,-5,33.943781250000001,60,35.663437500000001,7.1250000000000008E-2,9.3086175000000004,7.213265625]
[0.16,-5,35.404625000000003,60,40.277374999999992,0.09,14.730119999999999,7.4396249999999986]
[{"$f":"(A2243+A2733)/2","v":0.16},-5,36.448687499999998,60,43.813937499999994,0.11249999999999999,23.118105,7.600975]
[0.16,-5,37.064468750000003,60,45.977374999999995,0.13125000000000001,31.40379750000001,7.6959937499999995]
[0.16,-2.5,16.269656249999997,60,1.56746875,1.509063125E-2,0.41413613327101195,3.7613687499999999]
[0.16,-2.5,30.222671875000003,60,23.709875,4.1249999999999995E-2,3.1710674999999999,6.1654781249999999]
[0.16,-2.5,33.271656249999999,60,31.464046874999998,5.6249999999999994E-2,5.8306725000000004,6.6546265625000007]
[0.16,-2.5,35.674671875000001,60,38.587484375000003,7.8749999999999987E-2,11.3544675,7.0297062499999985]
[0.16,-2.5,36.803593749999997,60,42.27525,9.7500000000000003E-2,17.389724999999999,7.2047312499999991]
[0.16,-2.5,37.576359374999996,60,44.922015624999993,0.11624999999999999,24.652492500000001,7.32440625]
[0.16,-2.5,37.712562499999997,60,45.39587499999999,0.12,26.186880000000006,7.3454999999999995]
[0.16,-2.5,38.220656250000005,60,47.210781249999997,0.13875000000000001,35.08632750000001,7.4137859374999993]
[0.16,0,32.648250000000004,60,27.72625,4.4999999999999998E-2,3.6825299999999999,6.1]
[0.16,0,38.692249999999994,60,45.991499999999995,0.12,26.186880000000006,7.0461]
[0.16,2.5,36.184312499999997,60,35.353499999999997,0.06,6.5467200000000014,6.2034187500000009]
[0.16,2.5,40.367125000000001,60,49.099499999999999,0.15,40.917000000000002,6.8172187500000003]
[0.16,5,38.655999999999999,60,40.485749999999996,7.4999999999999997E-2,10.22925,6.1358749999999995]
[0.16,10,25.571999999999999,60,13.337,1.512935E-2,0.41626360779302074,3.1374000000000004]
[0.16,10,41.613500000000002,60,44.913499999999999,0.09,14.730119999999999,5.6918999999999995]
[0.16,-30,-7.5282999999999998,50,-24.797000000000001,1.5373899999999999E-2,0.42982272156042534,4.9077000000000002]
[0.16,-30,18.666,50,28.425000000000001,0.105,20.049329999999998,9.4858999999999991]
[0.16,-20,11.196449999999999,50,-2.234999999999987E-2,0.03,1.6366800000000004,6.3235999999999999]
[0.16,-20,23,50,31.177500000000002,0.105,20.049329999999998,8.2764999999999986]
[0.16,-15,3.7170499999999995,50,-10.882100000000001,1.5107499999999999E-2,0.41509880523229736,3.8791500000000001]
[0.16,-15,11.626681249999999,50,-1.0606250000000372E-2,2.6276874999999998E-2,1.3312847013080746,5.3634750000000002]
[0.16,-15,19.773625000000003,50,16.369275000000002,4.8750000000000002E-2,4.3985775,6.7959687500000001]
[0.16,-15,22.526625000000003,50,24.113,6.7500000000000004E-2,8.3879850000000005,7.2460500000000003]
[0.16,-15,24.13025,50,29.111874999999998,8.6249999999999993E-2,13.6049025,7.5049937499999997]
[0.16,-15,25.310875000000003,50,33.052937499999999,0.10874999999999999,21.583717499999999,7.6949437499999993]
[0.16,-15,25.966625000000001,50,35.345750000000002,0.1275,29.664825000000008,7.8003250000000008]
[0.16,-15,26.459062500000002,50,37.113,0.14624999999999999,38.973442500000004,7.8456312500000003]
[0.16,-10,17.329999999999998,50,7.2488000000000001,0.03,1.6366800000000004,5.3929]
[0.16,-10,22.991500000000002,50,20.655000000000001,5.2499999999999998E-2,5.1146250000000002,6.3590499999999999]
[0.16,-10,25.649000000000001,50,28.375,7.4999999999999997E-2,10.22925,6.7942]
[0.16,-10,26.806750000000001,50,32.147999999999996,9.375E-2,16.059922499999999,6.9818249999999988]
[0.16,-10,27.597000000000001,50,34.849499999999999,0.11249999999999999,23.118105,7.1097000000000001]
[0.16,-10,27.7285,50,35.309249999999999,0.11624999999999999,24.652492500000001,7.1310000000000002]
[0.16,-10,28.27,50,37.234000000000002,0.13500000000000001,33.142770000000013,7.2184999999999997]
[0.16,-7.5,11.687453124999999,50,-0.64900625000000001,1.877994375E-2,0.71768758635388907,3.8476062500000001]
[0.16,-7.5,20.909062499999997,50,13.900475,3.7499999999999999E-2,2.659605,5.5357000000000003]
[0.16,-7.5,24.189499999999999,50,21.892562499999997,5.2499999999999998E-2,5.1146250000000002,6.0912750000000004]
[0.16,-7.5,27.2005625,50,30.8099375,8.249999999999999E-2,12.479685,6.5838687499999997]
[0.16,-7.5,28.173999999999999,50,34.039187499999997,0.10125000000000001,18.719527499999998,6.7417531250000007]
[0.16,-7.5,28.844874999999998,50,36.369624999999999,0.12,26.186880000000006,6.8505625000000006]
[0.16,-7.5,29.393062499999999,50,38.344499999999996,0.14250000000000002,37.029885000000007,6.9194687500000001]
[0.16,-5,15.6996875,50,4.6638749999999991,2.2530574999999997E-2,1.0246013652437249,4.1115500000000003]
[0.16,-5,24.296750000000003,50,20.12875,4.4999999999999998E-2,3.6825299999999999,5.643275]
[0.16,-5,26.811999999999998,50,27.148624999999996,6.3750000000000001E-2,7.4673525000000005,6.0580687500000003]
[0.16,-5,28.261125,50,31.655374999999999,8.249999999999999E-2,12.479685,6.2939374999999993]
[0.16,-5,28.709,50,33.110749999999996,0.09,14.730119999999999,6.3667749999999987]
[0.16,-5,29.4699375,50,35.707249999999995,0.10874999999999999,21.583717499999999,6.4903437500000001]
[0.16,-5,30.110062499999998,50,37.976187499999995,0.13125000000000001,31.40379750000001,6.5942749999999997]
[0.16,-5,30.501750000000001,50,39.404499999999999,0.15,40.917000000000002,6.6199500000000002]
[0.16,-2.5,21.653749999999999,50,12.645125,0.03,1.6366800000000004,4.7212375]
[0.16,-2.5,26.585500000000003,50,24.367687499999999,5.2499999999999998E-2,5.1146250000000002,5.5557250000000007]
[0.16,-2.5,28.577625000000001,50,30.142187499999999,7.1250000000000008E-2,9.3086175000000004,5.8827343750000001]
[0.16,-2.5,29.747999999999998,50,33.889124999999993,0.09,14.730119999999999,6.0734624999999989]
[0.16,-2.5,30.586312499999998,50,36.767624999999995,0.11249999999999999,23.118105,6.2099062499999995]
[0.16,-2.5,31.170249999999999,50,38.850249999999996,0.13500000000000001,33.142770000000013,6.3048874999999995]
[0.16,0,23.094999999999999,50,14.443899999999999,0.03,1.6366800000000004,4.49735]
[0.16,0,31.366,50,36.642499999999998,0.105,20.049329999999998,5.8746]
[0.16,2.5,24.536249999999999,50,16.242674999999998,0.03,1.6366800000000004,4.2734624999999999]
[0.16,2.5,28.046375000000001,50,24.254874999999998,4.4999999999999998E-2,3.6825299999999999,4.8659374999999994]
[0.16,2.5,32.784374999999997,50,38.772124999999996,0.12,26.186880000000006,5.6436124999999997]
[0.16,5,29.296250000000001,50,25.63025,4.4999999999999998E-2,3.6825299999999999,4.6068249999999997]
[0.16,5,34.070499999999996,50,40.466499999999996,0.13500000000000001,33.142770000000013,5.3912749999999994]
[0.16,10,33.354999999999997,50,32.729999999999997,0.06,6.5467200000000014,4.3451000000000004]
[0.16,-30,4.2265800000000002E-4,30,-3.2799,4.4999999999999998E-2,3.6825299999999999,6.2851999999999997]
[0.16,-30,4.8579999999999997,30,11.045,0.09,14.730119999999999,7.1356999999999999]
[0.16,-20,-5.9899000000000004,30,-16.84695,1.5291300000000001E-2,0.42522921578157608,3.0338499999999997]
[0.16,-20,9.9325499999999991,30,16.262,0.105,20.049329999999998,6.0337000000000005]
[0.16,-15,-0.49443124999999999,30,-9.7243562499999996,1.8937087499999998E-2,0.72634628103552312,3.0558062499999998]
[0.16,-15,7.1769104983750003,30,3.2564000000000002,4.1249999999999995E-2,3.1710674999999999,4.5412750000000006]
[0.16,-15,9.7626500000000007,30,10.073475,0.06,6.5467200000000014,5.0070250000000005]
[0.16,-15,11.034906249999999,30,14.038493750000001,7.8749999999999987E-2,11.3544675,5.2309999999999999]
[0.16,-15,11.2184375,30,14.642162500000001,8.249999999999999E-2,12.479685,5.2632750000000001]
[0.16,-15,12.211143750000002,30,18.009999999999998,0.10874999999999999,21.583717499999999,5.4378875000000004]
[0.16,-15,12.584737500000001,30,19.342937499999998,0.12375,27.925852500000005,5.5035937500000003]
[0.16,-15,13.000612499999999,30,20.867687500000002,0.14624999999999999,38.973442500000004,5.5513312500000005]
[0.16,-10,6.2017750000000005,30,-0.93637499999999996,2.63019E-2,1.3326535500782883,3.3153249999999996]
[0.16,-10,11.05025,30,9.0444750000000003,4.8750000000000002E-2,4.3985775,4.2309000000000001]
[0.16,-10,12.701000000000001,30,13.818,6.7500000000000004E-2,8.3879850000000005,4.5260499999999997]
[0.16,-10,13.66625,30,16.915500000000002,8.6249999999999993E-2,13.6049025,4.696625]
[0.16,-10,14.379000000000001,30,19.367249999999999,0.10874999999999999,21.583717499999999,4.8227000000000011]
[0.16,-10,14.775500000000001,30,20.797499999999999,0.1275,29.664825000000008,4.8929]
[0.16,-7.5,3.33405,30,-5.1405374999999998,1.5188E-2,0.41949569249649077,2.2377374999999997]
[0.16,-7.5,9.8702281250000006,30,4.6228406250000003,3.3750000000000002E-2,2.1481425000000001,3.5233999999999996]
[0.16,-7.5,12.637499999999999,30,11.387568750000002,5.2499999999999998E-2,5.1146250000000002,4.0307812500000004]
[0.16,-7.5,13.002875,30,12.413034375000002,5.6249999999999994E-2,5.8306725000000004,4.0963718750000009]
[0.16,-7.5,14.266874999999999,30,16.233125000000001,7.4999999999999997E-2,10.22925,4.3209374999999994]
[0.16,-7.5,14.9810625,30,18.616406250000001,9.375E-2,16.059922499999999,4.4472531249999996]
[0.16,-7.5,15.550968749999999,30,20.619468749999999,0.11624999999999999,24.652492500000001,4.5482218749999994]
[0.16,-7.5,15.885999999999999,30,21.841625000000001,0.13500000000000001,33.142770000000013,4.6076250000000005]
[0.16,-5,6.5140437499999999,30,-0.88429374999999966,1.8876299999999999E-2,0.72298288850987213,2.3580312499999998]
[0.16,-5,10.621475,30,4.8573500000000003,0.03,1.6366800000000004,3.1717999999999997]
[0.16,-5,14.515500000000001,30,14.55,0.06,6.5467200000000014,3.8827250000000002]
[0.16,-5,15.634875000000001,30,18.093499999999999,8.249999999999999E-2,12.479685,4.0809125000000002]
[0.16,-5,16.220375000000001,30,20.0821875,0.10125000000000001,18.719527499999998,4.1846437500000011]
[0.16,-5,16.624749999999999,30,21.521249999999998,0.12,26.186880000000006,4.2564000000000002]
[0.16,-5,16.955500000000001,30,22.743375,0.14250000000000002,37.029885000000007,4.3020125]
[0.16,-2.5,9.5036562500000006,30,3.1036562500000002,2.2574399999999998E-2,1.0270093384315842,2.4407062499999999]
[0.16,-2.5,10.777609375000001,30,4.8833906250000005,2.6287199999999997E-2,1.3318446692157924,2.6931531249999998]
[0.16,-2.5,14.40025,30,12.109312500000001,4.4999999999999998E-2,3.6825299999999999,3.3771999999999998]
[0.16,-2.5,16.438625000000002,30,18.081375000000001,7.4999999999999997E-2,10.22925,3.7410125000000001]
[0.16,-2.5,16.961500000000001,30,19.819125,0.09,14.730119999999999,3.8336750000000004]
[0.16,-2.5,17.406468750000002,30,21.373968750000003,0.10874999999999999,21.583717499999999,3.9126968750000004]
[0.16,-2.5,17.781281249999999,30,22.735500000000002,0.13125000000000001,31.40379750000001,3.97934375]
[0.16,-2.5,18.011000000000003,30,23.594250000000002,0.15,40.917000000000002,3.9958624999999999]
[0.16,0,17.5245,30,19.005500000000001,7.4999999999999997E-2,10.22925,3.45105]
[0.16,2.5,10.577450000000001,30,4.2289124999999999,1.5109599999999999E-2,0.4151816612298454,1.6338874999999997]
[0.16,2.5,19.0505,30,21.397874999999999,0.09,14.730119999999999,3.239325]
[0.16,5,12.388300000000001,30,6.571275,1.5089999999999999E-2,0.41410315341318404,1.4829249999999998]
[0.16,5,20.380499999999998,30,23.187000000000001,0.105,20.049329999999998,2.993125]
[0.16,10,20.634,30,19.041,4.4999999999999998E-2,3.6825299999999999,2.0711999999999997]
[0.16,10,21.399000000000001,30,21.219000000000001,0.06,6.5467200000000014,2.2073]
[0.16,10,22.710999999999999,30,25.675000000000001,0.13500000000000001,33.142770000000013,2.4426999999999999]
[0.15000000000000002,-30,29.207999999999998,70,28.692499999999999,0.06,6.5467200000000014,10.394475]
[0.15000000000000002,-30,36.522500000000001,70,51.891750000000002,0.15,40.917000000000002,11.333974999999999]
[0.15000000000000002,-20,36.033374999999999,70,39.375374999999998,7.4999999999999997E-2,10.22925,9.6294249999999995]
[0.15000000000000002,-20,40.354624999999999,70,53.749499999999998,0.15,40.917000000000002,10.1718625]
[0.15000000000000002,-15,28.040859375,70,15.171274999999998,3.3750000000000002E-2,2.1481425000000001,7.6156671874999997]
[0.15000000000000002,-15,33.674015624999996,70,28.234296874999998,4.8750000000000002E-2,4.3985775,8.4414374999999993]
[0.15000000000000002,-15,38.563312500000009,70,42.204453125000001,7.8749999999999987E-2,11.3544675,9.1264968750000008]
[0.15000000000000002,-15,40.062312500000004,70,47.042156249999998,9.7500000000000003E-2,17.389724999999999,9.334115624999999]
[0.15000000000000002,-15,41.085671874999996,70,50.500562500000001,0.11624999999999999,24.652492500000001,9.4754203125000007]
[0.15000000000000002,-15,41.936562500000001,70,53.481515625,0.13875000000000001,35.08632750000001,9.5807140625000002]
[0.15000000000000002,-10,19.186375000000002,70,0.86176874999999997,1.8855131250000001E-2,0.72181221136020535,5.2488250000000001]
[0.15000000000000002,-10,22.591250000000002,70,5.6065125,2.2570087499999999E-2,1.0267681409068037,5.8086000000000002]
[0.15000000000000002,-10,33.888437499999995,70,25.245374999999996,4.1249999999999995E-2,3.1710674999999999,7.5960062500000003]
[0.15000000000000002,-10,38.518749999999997,70,37.166499999999999,0.06,6.5467200000000014,8.2640750000000001]
[0.15000000000000002,-10,41.363375000000005,70,45.915499999999994,8.6249999999999993E-2,13.6049025,8.6618874999999989]
[0.15000000000000002,-10,42.579250000000002,70,49.940249999999999,0.105,20.049329999999998,8.8312750000000015]
[0.15000000000000002,-10,43.381062499999999,70,52.724874999999997,0.12375,27.925852500000005,8.9428875000000012]
[0.15000000000000002,-10,44.083062500000004,70,55.232500000000002,0.14624999999999999,38.973442500000004,9.0065999999999988]
[0.15000000000000002,-7.5,27.486374999999995,70,12.237216406249999,2.6283567968749998E-2,1.3316429215030068,6.1718460937500002]
[0.15000000000000002,-7.5,37.329617187499991,70,32.010789062499995,4.8750000000000002E-2,4.3985775,7.6778257812500001]
[0.15000000000000002,-7.5,40.517812500000005,70,40.975718749999999,6.7500000000000004E-2,8.3879850000000005,8.1298703124999996]
[0.15000000000000002,-7.5,42.349585937500002,70,46.681921875,8.6249999999999993E-2,13.6049025,8.3864179687499991]
[0.15000000000000002,-7.5,43.686109375000001,70,51.140953124999996,0.10874999999999999,21.583717499999999,8.5730398437499993]
[0.15000000000000002,-7.5,44.550062499999996,70,54.167460937499996,0.13125000000000001,31.40379750000001,8.6934874999999998]
[0.15000000000000002,-7.5,45.076468750000004,70,56.065187499999993,0.15,40.917000000000002,8.7232000000000003]
[0.15000000000000002,-5,19.389937500000002,70,0.75514374999999989,1.5128368749999999E-2,0.41620709021044561,4.4361625]
[0.15000000000000002,-5,33.569249999999997,70,21.749265625,3.3750000000000002E-2,2.1481425000000001,6.6966109375]
[0.15000000000000002,-5,39.953203125000002,70,37.256734375000001,5.6249999999999994E-2,5.8306725000000004,7.6343171874999998]
[0.15000000000000002,-5,42.452625000000005,70,44.603312500000001,7.4999999999999997E-2,10.22925,7.9871374999999993]
[0.15000000000000002,-5,43.839812500000001,70,49.101734374999992,9.375E-2,16.059922499999999,8.1815468749999987]
[0.15000000000000002,-5,44.937906249999997,70,52.848593749999999,0.11624999999999999,24.652492500000001,8.3352078125000002]
[0.15000000000000002,-5,45.579812500000003,70,55.119562500000001,0.13500000000000001,33.142770000000013,8.4248499999999993]
[0.15000000000000002,-5,45.869593750000007,70,56.172234374999995,0.14624999999999999,38.973442500000004,8.4337]
[0.15000000000000002,-2.5,37.600843749999996,70,29.511445312500001,4.1249999999999995E-2,3.1710674999999999,6.8716398437499997]
[0.15000000000000002,-2.5,41.7668125,70,40.300468749999993,0.06,6.5467200000000014,7.4759281249999994]
[0.15000000000000002,-2.5,44.038359374999999,70,47.298625000000001,8.249999999999999E-2,12.479685,7.7956171874999995]
[0.15000000000000002,-2.5,45.211468750000002,70,51.174117187500002,0.10125000000000001,18.719527499999998,7.9603296874999998]
[0.15000000000000002,-2.5,46.016093749999996,70,53.956874999999997,0.12,26.186880000000006,8.0732499999999998]
[0.15000000000000002,-2.5,46.132999999999996,70,54.373960937499994,0.12375,27.925852500000005,8.0896125000000012]
[0.15000000000000002,-2.5,46.669812500000006,70,56.303140624999997,0.14250000000000002,37.029885000000007,8.1443999999999992]
[0.15000000000000002,0,40.136624999999995,70,33.890500000000003,4.4999999999999998E-2,3.6825299999999999,6.8240499999999997]
[0.15000000000000002,0,47.745625000000004,70,57.438999999999993,0.15,40.917000000000002,7.86355]
[0.15000000000000002,2.5,45.507937500000004,70,47.192406249999998,7.4999999999999997E-2,10.22925,7.1734062500000002]
[0.15000000000000002,5,26.606812499999997,70,10.031381249999999,1.510475625E-2,0.4149087070041228,3.9303875000000001]
[0.15000000000000002,5,47.532062500000002,70,51.333562499999999,0.09,14.730119999999999,7.0447062499999991]
[0.15000000000000002,10,40.485749999999996,70,29.028750000000002,0.03,1.6366800000000004,5.1690249999999995]
[0.15000000000000002,10,50.137,70,55.046750000000003,0.105,20.049329999999998,6.5842999999999989]
[0.15000000000000002,-30,12.2978375,60,-2.3793250000000001,0.03,1.6366800000000004,7.8954750000000002]
[0.15000000000000002,-30,28.145000000000003,60,39.699375000000003,0.12,26.186880000000006,10.207625]
[0.15000000000000002,-20,18.19685625,60,4.6824874999999997,0.03,1.6366800000000004,6.9912500000000009]
[0.15000000000000002,-20,32.671437499999996,60,43.876624999999997,0.13500000000000001,33.142770000000013,9.1223812500000001]
[0.15000000000000002,-20,33.0949375,60,45.394562499999999,0.15,40.917000000000002,9.1355749999999993]
[0.15000000000000002,-15,21.146365625000001,60,8.2133937499999998,0.03,1.6366800000000004,6.5391375000000007]
[0.15000000000000002,-15,28.200968749999998,60,24.892724999999999,5.2499999999999998E-2,5.1146250000000002,7.6067484374999994]
[0.15000000000000002,-15,31.012039062500001,60,32.945203124999999,7.1250000000000008E-2,9.3086175000000004,8.0159179687499993]
[0.15000000000000002,-15,32.651468750000006,60,38.118062500000001,0.09,14.730119999999999,8.2524437499999994]
[0.15000000000000002,-15,33.820124999999997,60,42.065781250000001,0.11249999999999999,23.118105,8.4204562500000009]
[0.15000000000000002,-15,34.508281249999996,60,44.475234374999999,0.13125000000000001,31.40379750000001,8.51926953125]
[0.15000000000000002,-15,34.82840625,60,45.622203124999999,0.14250000000000002,37.029885000000007,8.5431421874999991]
[0.15000000000000002,-10,26.688124999999999,60,17.650649999999999,3.7499999999999999E-2,2.659605,6.4857437500000001]
[0.15000000000000002,-10,31.324312499999998,60,29.168406249999997,5.6249999999999994E-2,5.8306725000000004,7.1859812499999993]
[0.15000000000000002,-10,33.934624999999997,60,36.946249999999992,7.8749999999999987E-2,11.3544675,7.5667093749999994]
[0.15000000000000002,-10,35.155124999999998,60,40.946125000000002,9.7500000000000003E-2,17.389724999999999,7.7436249999999998]
[0.15000000000000002,-10,35.988812499999995,60,43.808437499999997,0.11624999999999999,24.652492500000001,7.8643750000000008]
[{"$f":"(A3151+A3641)/2","v":0.15000000000000002},-10,36.135624999999997,60,44.320374999999999,0.12,26.186880000000006,7.8856500000000009]
[0.15000000000000002,-10,36.682812499999997,60,46.278031249999998,0.13875000000000001,35.08632750000001,7.9544406249999984]
[0.15000000000000002,-7.5,19.800410156249995,60,5.5398195312499992,2.2558449218749999E-2,1.0261340746314265,4.9209203124999998]
[0.15000000000000002,-7.5,29.221765624999996,60,22.031909374999998,4.1249999999999995E-2,3.1710674999999999,6.4431742187500003]
[0.15000000000000002,-7.5,33.489207031250004,60,33.298902343750001,6.3750000000000001E-2,7.4673525000000005,7.0800066406250002]
[0.15000000000000002,-7.5,35.47743359375,60,39.501050781250001,8.6249999999999993E-2,13.6049025,7.3691468749999993]
[0.15000000000000002,-7.5,36.498874999999998,60,42.916499999999999,0.105,20.049329999999998,7.5173671875000005]
[0.15000000000000002,-7.5,37.17326953125,60,45.28187890625,0.12375,27.925852500000005,7.6152359375000005]
[0.15000000000000002,-7.5,37.764304687500001,60,47.413976562500004,0.14624999999999999,38.973442500000004,7.6711578125000006]
[0.15000000000000002,-5,24.126050781250001,60,11.405785156249999,2.6279480468749998E-2,1.3314207657424451,5.1979078125000004]
[0.15000000000000002,-5,32.288531249999998,60,27.936234375000002,4.8750000000000002E-2,4.3985775,6.4785492187500004]
[0.15000000000000002,-5,34.941265625,60,35.467984375,6.7500000000000004E-2,8.3879850000000005,6.8691109375000003]
[0.15000000000000002,-5,36.468742187499998,60,40.273601562499991,8.6249999999999993E-2,13.6049025,7.0915906249999994]
[0.15000000000000002,-5,36.904875000000004,60,41.715140624999997,9.375E-2,16.059922499999999,7.1550382812499986]
[{"$f":"(A3223+A3713)/2","v":0.15000000000000002},-5,37.720453124999992,60,44.509937499999992,0.11249999999999999,23.118105,7.2736234375000004]
[0.15000000000000002,-5,38.412687500000004,60,46.96815625,0.13500000000000001,33.142770000000013,7.3741749999999993]
[0.15000000000000002,-2.5,17.721742187499999,60,2.2364609375,1.51189453125E-2,0.41569797667670721,3.7175656250000002]
[{"$f":"(A3239+A3729)/2","v":0.15000000000000002},-2.5,29.394328124999998,60,19.618046875000001,3.3750000000000002E-2,2.1481425000000001,5.6060429687499997]
[0.15000000000000002,-2.5,34.659796874999998,60,32.525664062499999,5.6249999999999994E-2,5.8306725000000004,6.4041121093750002]
[0.15000000000000002,-2.5,36.727828125000002,60,38.663765624999996,7.4999999999999997E-2,10.22925,6.7072343749999996]
[{"$f":"(A3255+A3745)/2","v":0.15000000000000002},-2.5,37.878062499999999,60,42.431273437499996,9.375E-2,16.059922499999999,6.8749761718749989]
[0.15000000000000002,-2.5,39.020371093750001,60,46.391449218749997,0.12375,27.925852500000005,7.0414453125000005]
[0.15000000000000002,-2.5,39.403367187499995,60,47.773320312499997,0.13875000000000001,35.08632750000001,7.0880265624999996]
[0.15000000000000002,0,34.03725,60,28.845125000000003,4.4999999999999998E-2,3.6825299999999999,5.88645]
[0.15000000000000002,0,39.847437499999998,60,46.598624999999998,0.12,26.186880000000006,6.740475]
[0.15000000000000002,2.5,35.226468750000002,60,30.167156250000001,4.4999999999999998E-2,3.6825299999999999,5.6369468749999996]
[0.15000000000000002,2.5,37.435781249999998,60,36.296062500000005,0.06,6.5467200000000014,5.9648390625000012]
[0.15000000000000002,2.5,41.143718750000005,60,48.499515625000001,0.13500000000000001,33.142770000000013,6.5080749999999998]
[0.15000000000000002,5,38.521812499999996,60,37.347499999999997,0.06,6.5467200000000014,5.7005093749999993]
[0.15000000000000002,5,42.333500000000001,60,50.044531250000006,0.15,40.917000000000002,6.2283249999999999]
[0.15000000000000002,10,42.607875,60,45.541375000000002,0.09,14.730119999999999,5.4545249999999994]
[0.15000000000000002,-30,7.0274249999999991,50,-5.7667000000000002,0.03,1.6366800000000004,7.0558750000000003]
[0.15000000000000002,-30,20.285499999999999,50,29.33475,0.105,20.049329999999998,9.0853999999999999]
[0.15000000000000002,-20,12.909087499999998,50,1.3129499999999998,0.03,1.6366800000000004,6.1508875000000005]
[0.15000000000000002,-20,24.999625000000002,50,34.045625000000001,0.12,26.186880000000006,8.0175000000000001]
[0.15000000000000002,-15,10.524809374999998,50,-2.6687812499999994,2.2580709375000001E-2,1.0273760501069478,4.7745875000000009]
[0.15000000000000002,-15,20.625062499999999,50,15.794087500000002,4.4999999999999998E-2,3.6825299999999999,6.4594750000000003]
[0.15000000000000002,-15,23.537796874999998,50,23.938390624999997,6.3750000000000001E-2,7.4673525000000005,6.9062203125000003]
[0.15000000000000002,-15,25.208156249999998,50,29.126781250000001,8.249999999999999E-2,12.479685,7.1594499999999996]
[0.15000000000000002,-15,26.091437499999998,50,32.042343750000001,9.7500000000000003E-2,17.389724999999999,7.2930968749999998]
[0.15000000000000002,-15,26.597140624999998,50,33.768406249999998,0.10874999999999999,21.583717499999999,7.3695390624999995]
[0.15000000000000002,-15,27.22415625,50,35.976312499999992,0.1275,29.664825000000008,7.4643031249999998]
[0.15000000000000002,-15,27.779500000000002,50,37.986562499999998,0.15,40.917000000000002,7.5078062500000007]
[0.15000000000000002,-10,18.790749999999999,50,8.3925999999999998,0.03,1.6366800000000004,5.2459000000000007]
[0.15000000000000002,-10,24.334499999999998,50,21.698374999999999,5.2499999999999998E-2,5.1146250000000002,6.1295999999999999]
[0.15000000000000002,-10,26.549624999999999,50,28.152562500000002,7.1250000000000008E-2,9.3086175000000004,6.4700749999999996]
[0.15000000000000002,-10,27.8445,50,32.311,0.09,14.730119999999999,6.6674249999999997]
[0.15000000000000002,-10,28.768999999999998,50,35.491,0.11249999999999999,23.118105,6.8081624999999999]
[0.15000000000000002,-10,29.020499999999998,50,36.376999999999995,0.12,26.186880000000006,6.8465000000000007]
[0.15000000000000002,-7.5,10.659359374999999,50,-3.25789375,1.5099524999999999E-2,0.41464461251367846,3.3854375000000001]
[0.15000000000000002,-7.5,22.268406249999998,50,14.978778125,3.7499999999999999E-2,2.659605,5.3636578125000005]
[0.15000000000000002,-7.5,26.028117187500001,50,24.430617187499998,5.6249999999999994E-2,5.8306725000000004,5.9572015625000008]
[0.15000000000000002,-7.5,26.581874999999997,50,25.969468749999997,0.06,6.5467200000000014,6.0429562500000014]
[0.15000000000000002,-7.5,28.154781249999999,50,30.846101562499996,7.8749999999999987E-2,11.3544675,6.2831085937499997]
[0.15000000000000002,-7.5,29.152156249999997,50,34.155828124999999,9.7500000000000003E-2,17.389724999999999,6.4352953125000001]
[0.15000000000000002,-7.5,29.954625,50,36.951750000000004,0.12,26.186880000000006,6.5577625000000008]
[0.15000000000000002,-7.5,30.403281249999999,50,38.576195312500005,0.13875000000000001,35.08632750000001,6.6172218750000003]
[0.15000000000000002,-5,14.728054687499998,50,2.27640625,1.8830606249999996E-2,0.72047927679683565,3.6437828125000005]
[0.15000000000000002,-5,25.557187500000005,50,21.142625000000002,4.4999999999999998E-2,3.6825299999999999,5.4495749999999994]
[0.15000000000000002,-5,27.992703124999998,50,28.017046874999998,6.3750000000000001E-2,7.4673525000000005,5.826171875]
[0.15000000000000002,-5,29.601687499999997,50,33.098859374999996,8.6249999999999993E-2,13.6049025,6.0722328124999994]
[0.15000000000000002,-5,30.430062499999998,50,35.903874999999999,0.105,20.049329999999998,6.1988374999999998]
[0.15000000000000002,-5,30.977953124999999,50,37.849062499999995,0.12375,27.925852500000005,6.2826437499999992]
[0.15000000000000002,-5,31.458750000000002,50,39.604484374999998,0.14624999999999999,38.973442500000004,6.3305875]
[0.15000000000000002,-2.5,20.758636718750001,50,10.583640625000001,2.6278856249999996E-2,1.3313883647361378,4.2241039062500008]
[0.15000000000000002,-2.5,22.928406250000002,50,13.64528125,0.03,1.6366800000000004,4.5903343749999994]
[0.15000000000000002,-2.5,29.0666171875,50,29.029726562499995,6.3750000000000001E-2,7.4673525000000005,5.5579453125000011]
[0.15000000000000002,-2.5,29.678601562499999,50,30.917367187499998,7.1250000000000008E-2,9.3086175000000004,5.6516984375000003]
[0.15000000000000002,-2.5,30.948531249999995,50,35.0505703125,9.375E-2,16.059922499999999,5.8462820312499986]
[0.15000000000000002,-2.5,31.604609374999999,50,37.327281249999999,0.11249999999999999,23.118105,5.9468156249999993]
[0.15000000000000002,-2.5,32.162343749999998,50,39.331999999999994,0.13500000000000001,33.142770000000013,6.0322499999999994]
[0.15000000000000002,0,16.044312499999997,50,3.7270249999999998,1.5123375000000001E-2,0.41594788215998502,2.9954000000000001]
[0.15000000000000002,0,31.788625,50,35.295874999999995,0.09,14.730119999999999,5.5427624999999994]
[0.15000000000000002,2.5,25.686843750000001,50,17.147068749999999,0.03,1.6366800000000004,4.1532906250000003]
[0.15000000000000002,2.5,33.298906250000002,50,37.852187499999999,0.105,20.049329999999998,5.3423562499999999]
[0.15000000000000002,2.5,34.238906249999999,50,41.267406250000001,0.15,40.917000000000002,5.4578875]
[0.15000000000000002,5,34.912687499999997,50,40.877749999999992,0.13500000000000001,33.142770000000013,5.1585000000000001]
[0.15000000000000002,10,34.207499999999996,50,33.376999999999995,0.06,6.5467200000000014,4.1813500000000001]
[0.15000000000000002,10,35.122249999999994,50,36.241500000000002,7.4999999999999997E-2,10.22925,4.3231999999999999]
[0.15000000000000002,10,36.948,50,42.667749999999998,0.15,40.917000000000002,4.5828249999999997]
[0.15000000000000002,-30,5.1183750000000003,30,8.6667249999999996,7.4999999999999997E-2,10.22925,6.6931000000000003]
[0.15000000000000002,-20,-4.9565124999999997,30,-16.385762499999998,1.5268037500000001E-2,0.42394992122864927,3.0001499999999997]
[0.15000000000000002,-20,10.3510125,30,14.875999999999999,0.09,14.730119999999999,5.6934500000000003]
[0.15000000000000002,-15,-1.3085187499999997,30,-11.758143749999999,1.5214943750000001E-2,0.42100443299471069,2.6792499999999997]
[0.15000000000000002,-15,7.3947208741875006,30,2.1909531250000001,3.7499999999999999E-2,2.659605,4.2595406249999996]
[0.15000000000000002,-15,10.726706249999999,30,10.797000000000001,0.06,6.5467200000000014,4.8240499999999997]
[0.15000000000000002,-15,12.133456249999998,30,15.242371875,8.249999999999999E-2,12.479685,5.0566125]
[0.15000000000000002,-15,12.866921874999999,30,17.725250000000003,0.10125000000000001,18.719527499999998,5.1779328124999999]
[0.15000000000000002,-15,13.3731875,30,19.5174375,0.12,26.186880000000006,5.26171875]
[0.15000000000000002,-15,13.786325000000001,30,21.035406250000001,0.14250000000000002,37.029885000000007,5.3148718749999997]
[0.15000000000000002,-10,5.5207250000000005,30,-2.5740625000000001,2.2580925000000002E-2,1.0273694723803861,2.9438874999999998]
[0.15000000000000002,-10,7.1113500000000007,30,-0.2958312500000001,2.62904625E-2,1.3320247361901933,3.2366562499999998]
[0.15000000000000002,-10,11.554500000000001,30,8.6712249999999997,4.4999999999999998E-2,3.6825299999999999,4.0233249999999998]
[0.15000000000000002,-10,14.311749999999998,30,16.911749999999998,8.249999999999999E-2,12.479685,4.4849375]
[0.15000000000000002,-10,14.623249999999999,30,17.95025,0.09,14.730119999999999,4.5367250000000006]
[0.15000000000000002,-10,15.1525,30,19.802375000000001,0.10874999999999999,21.583717499999999,4.62489375]
[0.15000000000000002,-10,15.53275,30,21.181750000000001,0.1275,29.664825000000008,4.6883125000000003]
[0.15000000000000002,-10,15.87025,30,22.439499999999999,0.15,40.917000000000002,4.7175500000000001]
[0.15000000000000002,-7.5,10.072821875000001,30,3.7421312499999999,0.03,1.6366800000000004,3.3090656249999997]
[0.15000000000000002,-7.5,13.454874999999999,30,12.025770312500001,5.2499999999999998E-2,5.1146250000000002,3.8903578125000005]
[0.15000000000000002,-7.5,14.816703125,30,16.081171875000003,7.1250000000000008E-2,9.3086175000000004,4.1182929687499996]
[0.15000000000000002,-7.5,15.825500000000002,30,19.435234375,9.7500000000000003E-2,17.389724999999999,4.2862218750000007]
[0.15000000000000002,-7.5,16.268437499999997,30,21.006749999999997,0.11624999999999999,24.652492500000001,4.3601273437499994]
[0.15000000000000002,-7.5,16.58940625,30,22.184531249999999,0.13500000000000001,33.142770000000013,4.4137656249999999]
[0.15000000000000002,-7.5,16.637992187500004,30,22.367164062500002,0.13875000000000001,35.08632750000001,4.4155382812500008]
[0.15000000000000002,-5,7.2629812499999993,30,-0.48595468749999982,1.8860568750000001E-2,0.7221195179192772,2.3205140625]
[0.15000000000000002,-5,12.689053125000001,30,8.4275156250000016,3.7499999999999999E-2,2.659605,3.3034249999999998]
[0.15000000000000002,-5,15.258312500000002,30,15.1104375,0.06,6.5467200000000014,3.7409625000000002]
[0.15000000000000002,-5,16.203234375000001,30,18.104234374999997,7.8749999999999987E-2,11.3544675,3.8982718749999998]
[0.15000000000000002,-5,16.804875000000003,30,20.144343750000001,9.7500000000000003E-2,17.389724999999999,3.9985937500000008]
[0.15000000000000002,-5,17.144624999999998,30,21.3478125,0.11249999999999999,23.118105,4.0553593750000001]
[0.15000000000000002,-5,17.606781250000001,30,23.049843750000001,0.14250000000000002,37.029885000000007,4.1208593750000002]
[0.15000000000000002,-2.5,11.519484375000001,30,5.4068007812500003,2.6285053124999999E-2,1.3317273908645424,2.6306351562499999]
[0.15000000000000002,-2.5,15.12440625,30,12.694140625000001,4.4999999999999998E-2,3.6825299999999999,3.2655531249999998]
[0.15000000000000002,-2.5,16.538765625000003,30,16.770859375000001,6.3750000000000001E-2,7.4673525000000005,3.5031804687500001]
[0.15000000000000002,-2.5,17.478492187500002,30,19.802617187499997,8.6249999999999993E-2,13.6049025,3.6598765625000005]
[0.15000000000000002,-2.5,17.964187500000001,30,21.483031250000003,0.105,20.049329999999998,3.7410593750000003]
[0.15000000000000002,-2.5,18.286070312500001,30,22.651640624999999,0.12375,27.925852500000005,3.7949914062500003]
[0.15000000000000002,-2.5,18.338453125000001,30,22.845624999999998,0.1275,29.664825000000008,3.8037765625000004]
[0.15000000000000002,0,14.1853625,30,9.0213250000000009,0.03,1.6366800000000004,2.6479875000000002]
[0.15000000000000002,0,18.597999999999999,30,20.981749999999998,0.09,14.730119999999999,3.3955875000000004]
[0.15000000000000002,2.5,11.164334374999999,30,4.4910531249999996,1.5125787499999998E-2,0.4160766425897654,1.6235999999999997]
[0.15000000000000002,2.5,19.591687499999999,30,21.739625,0.09,14.730119999999999,3.1103031250000002]
[0.15000000000000002,5,16.92705625,30,12.540787499999999,0.03,1.6366800000000004,2.2072687499999999]
[0.15000000000000002,5,20.859375,30,23.464062500000001,0.105,20.049329999999998,2.8711437499999999]
[0.15000000000000002,10,21.074249999999999,30,19.399000000000001,4.4999999999999998E-2,3.6825299999999999,2.0025999999999997]
[0.15000000000000002,10,22.951499999999999,30,25.381250000000001,0.12,26.186880000000006,2.3188000000000004]
[0.14000000000000001,-30,27.593499999999999,70,19.868500000000001,4.4999999999999998E-2,3.6825299999999999,9.4724499999999985]
[0.14000000000000001,-30,37.961500000000001,70,50.94,0.13500000000000001,33.142770000000013,10.788899999999998]
[0.14000000000000001,-20,37.971249999999998,70,40.684749999999994,7.4999999999999997E-2,10.22925,9.2164999999999999]
[0.14000000000000001,-20,42.087249999999997,70,54.515000000000001,0.15,40.917000000000002,9.6962249999999983]
[0.14000000000000001,-15,14.04055,70,-7.574062500000001,1.5212337500000001E-2,0.42085213900803414,4.9838249999999995]
[0.14000000000000001,-15,30.15503125,70,16.829949999999997,3.3750000000000002E-2,2.1481425000000001,7.3769968749999997]
[0.14000000000000001,-15,37.282093750000001,70,34.238781250000002,5.6249999999999994E-2,5.8306725000000004,8.3332750000000004]
[0.14000000000000001,-15,40.042375,70,42.359624999999994,7.4999999999999997E-2,10.22925,8.6905250000000009]
[0.14000000000000001,-15,41.566312500000002,70,47.296031249999999,9.375E-2,16.059922499999999,8.8865843750000018]
[0.14000000000000001,-15,42.769968749999997,70,51.393374999999999,0.11624999999999999,24.652492500000001,9.0410281250000004]
[0.14000000000000001,-15,43.339406249999996,70,53.399812499999996,0.13125000000000001,31.40379750000001,9.1140187499999978]
[0.14000000000000001,-10,21.092750000000002,70,1.9020625,1.8873187499999999E-2,0.72280807472589159,5.1636000000000006]
[0.14000000000000001,-10,35.806624999999997,70,26.772249999999996,4.1249999999999995E-2,3.1710674999999999,7.3294125000000001]
[0.14000000000000001,-10,40.295499999999997,70,38.493000000000002,0.06,6.5467200000000014,7.92835]
[0.14000000000000001,-10,42.716500000000003,70,45.990499999999997,8.249999999999999E-2,12.479685,8.2427500000000009]
[0.14000000000000001,-10,43.962250000000004,70,50.121499999999997,0.10125000000000001,18.719527499999998,8.4041250000000005]
[0.14000000000000001,-10,44.814499999999995,70,53.078499999999998,0.12,26.186880000000006,8.5145]
[0.14000000000000001,-10,44.938124999999999,70,53.520749999999992,0.12375,27.925852500000005,8.5304749999999991]
[0.14000000000000001,-10,45.505749999999999,70,55.5655,0.14250000000000002,37.029885000000007,8.583949999999998]
[0.14000000000000001,-7.5,32.735437500000003,70,18.363937500000002,0.03,1.6366800000000004,6.5122812500000009]
[0.14000000000000001,-7.5,39.126859374999995,70,33.428453124999997,4.8750000000000002E-2,4.3985775,7.3875546874999998]
[0.14000000000000001,-7.5,42.196937500000004,70,42.177687500000005,6.7500000000000004E-2,8.3879850000000005,7.7907156249999998]
[0.14000000000000001,-7.5,44.239812499999999,70,48.647937499999998,0.09,14.730119999999999,8.0564562500000001]
[0.14000000000000001,-7.5,45.22146875,70,51.995874999999998,0.10874999999999999,21.583717499999999,8.1838390624999988]
[0.14000000000000001,-7.5,45.922312500000004,70,54.47296875,0.1275,29.664825000000008,8.274799999999999]
[0.14000000000000001,-7.5,46.541062500000002,70,56.719625000000001,0.15,40.917000000000002,8.3164875000000009]
[0.14000000000000001,-5,34.055875,70,20.055875,0.03,1.6366800000000004,6.2988625000000003]
[0.14000000000000001,-5,40.932062500000001,70,36.585312500000001,5.2499999999999998E-2,5.1146250000000002,7.2381687499999998]
[0.14000000000000001,-5,44.036500000000004,70,45.686124999999997,7.4999999999999997E-2,10.22925,7.6455249999999992]
[0.14000000000000001,-5,45.3596875,70,50.028218749999994,9.375E-2,16.059922499999999,7.8179249999999989]
[0.14000000000000001,-5,45.559249999999999,70,50.707062499999992,9.7500000000000003E-2,17.389724999999999,7.8438874999999992]
[0.14000000000000001,-5,46.404062500000002,70,53.632249999999999,0.11624999999999999,24.652492500000001,7.9538718749999999]
[0.14000000000000001,-5,47.104750000000003,70,56.147281249999999,0.13875000000000001,35.08632750000001,8.0356749999999995]
[0.14000000000000001,-2.5,26.016500000000001,70,8.3300546875000006,1.88595328125E-2,0.72205605108406457,4.7054953125000001]
[0.14000000000000001,-2.5,38.011937500000002,70,27.844281250000002,3.7499999999999999E-2,2.659605,6.4489843750000002]
[0.14000000000000001,-2.5,43.365625000000001,70,41.499187499999998,0.06,6.5467200000000014,7.1724812499999997]
[0.14000000000000001,-2.5,45.268609375000004,70,47.396656249999999,7.8749999999999987E-2,11.3544675,7.421376562499999]
[0.14000000000000001,-2.5,46.464874999999999,70,51.362343750000001,9.7500000000000003E-2,17.389724999999999,7.5776312499999996]
[0.14000000000000001,-2.5,47.532562499999997,70,55.092890624999995,0.12375,27.925852500000005,7.7170437500000002]
[0.14000000000000001,-2.5,48.041687500000002,70,56.942406250000005,0.14250000000000002,37.029885000000007,7.7654374999999991]
[0.14000000000000001,0,44.389000000000003,70,42.501249999999999,0.06,6.5467200000000014,6.9205249999999996]
[0.14000000000000001,0,48.71725,70,56.774749999999997,0.13500000000000001,33.142770000000013,7.4877500000000001]
[0.14000000000000001,2.5,45.412374999999997,70,43.503312500000007,0.06,6.5467200000000014,6.6685687500000004]
[0.14000000000000001,2.5,46.921000000000006,70,48.163562499999998,7.4999999999999997E-2,10.22925,6.8669875000000005]
[0.14000000000000001,2.5,49.895312500000003,70,58.464124999999996,0.15,40.917000000000002,7.2244374999999996]
[0.14000000000000001,5,47.8825,70,48.989374999999995,7.4999999999999997E-2,10.22925,6.607475]
[0.14000000000000001,10,46.275999999999996,70,40.277000000000001,4.4999999999999998E-2,3.6825299999999999,5.6156500000000005]
[0.14000000000000001,10,51.304000000000002,70,55.719499999999996,0.105,20.049329999999998,6.2876999999999992]
[0.14000000000000001,-30,21.218499999999999,60,14.537700000000001,4.4999999999999998E-2,3.6825299999999999,8.5874749999999995]
[0.14000000000000001,-30,29.944500000000001,60,40.623750000000001,0.12,26.186880000000006,9.7424499999999998]
[0.14000000000000001,-20,26.065874999999998,60,19.70185,4.4999999999999998E-2,3.6825299999999999,7.6111749999999994]
[0.14000000000000001,-20,34.226375000000004,60,44.619249999999994,0.13500000000000001,33.142770000000013,8.7020124999999986]
[0.14000000000000001,-15,19.850201562500001,60,5.1190953124999998,2.6303459374999998E-2,1.3327471917754412,5.8642171874999995]
[0.14000000000000001,-15,29.200937499999998,60,24.249287500000001,4.8750000000000002E-2,4.3985775,7.2194890625000001]
[0.14000000000000001,-15,32.19321875,60,32.759749999999997,6.7500000000000004E-2,8.3879850000000005,7.6239781250000007]
[0.14000000000000001,-15,32.622296875000004,60,34.066937499999995,7.1250000000000008E-2,9.3086175000000004,7.6815265625000002]
[0.14000000000000001,-15,34.395250000000004,60,39.758156249999999,9.375E-2,16.059922499999999,7.9190093749999999]
[0.14000000000000001,-15,35.306750000000001,60,42.872999999999998,0.11249999999999999,23.118105,8.0408437500000005]
[0.14000000000000001,-15,35.961562499999999,60,45.18703124999999,0.13125000000000001,31.40379750000001,8.1283140624999994]
[{"$f":"(A4103+A4593)/2","v":0.14000000000000001},-10,13.957625,60,-3.9749250000000003,1.516435E-2,0.41820682255404329,4.0687499999999996]
[0.14000000000000001,-10,27.103249999999999,60,16.044650000000001,3.3750000000000002E-2,2.1481425000000001,6.0929437499999999]
[0.14000000000000001,-10,32.888750000000002,60,30.360312499999999,5.6249999999999994E-2,5.8306725000000004,6.9048000000000007]
[{"$f":"(A4119+A4609)/2","v":0.14000000000000001},-10,35.134250000000002,60,37.062749999999994,7.4999999999999997E-2,10.22925,7.2089750000000006]
[0.14000000000000001,-10,36.376249999999999,60,41.146249999999995,9.375E-2,16.059922499999999,7.3764500000000002]
[0.14000000000000001,-10,37.078499999999998,60,43.555374999999998,0.10874999999999999,21.583717499999999,7.47105]
[0.14000000000000001,-10,38.017749999999999,60,46.910062499999995,0.13875000000000001,35.08632750000001,7.5884812499999992]
[0.14000000000000001,-7.5,18.56028515625,60,2.4393195312499998,1.886898984375E-2,0.72258836629762235,4.37756875]
[0.14000000000000001,-7.5,30.819140624999996,60,23.305793749999999,4.1249999999999995E-2,3.1710674999999999,6.2205390625000003]
[0.14000000000000001,-7.5,34.575249999999997,60,33.201125000000005,0.06,6.5467200000000014,6.7410718750000012]
[0.14000000000000001,-7.5,34.956804687500004,60,34.374710937499998,6.3750000000000001E-2,7.4673525000000005,6.7926585937499997]
[0.14000000000000001,-7.5,36.608453124999997,60,39.555234374999998,8.249999999999999E-2,12.479685,7.0159312499999995]
[0.14000000000000001,-7.5,37.656234374999997,60,43.062390624999999,0.10125000000000001,18.719527499999998,7.1574304687500003]
[0.14000000000000001,-7.5,38.478210937500002,60,45.9513828125,0.12375,27.925852500000005,7.2684687500000003]
[0.14000000000000001,-5,17.43509375,60,0.61199374999999989,1.5152956249999999E-2,0.41757548757294943,3.8054249999999996]
[0.14000000000000001,-5,28.470874999999999,60,16.49915,0.03,1.6366800000000004,5.4857250000000004]
[0.14000000000000001,-5,33.778125000000003,60,29.113875,4.8750000000000002E-2,4.3985775,6.2372578125000002]
[0.14000000000000001,-5,36.335968749999999,60,36.46934375,6.7500000000000004E-2,8.3879850000000005,6.5866156250000003]
[0.14000000000000001,-5,38.042124999999999,60,41.922749999999994,0.09,14.730119999999999,6.8176874999999999]
[0.14000000000000001,-5,38.863234374999998,60,44.749531249999997,0.10874999999999999,21.583717499999999,6.9287953125000001]
[0.14000000000000001,-5,39.450281250000003,60,46.84265624999999,0.1275,29.664825000000008,7.0082749999999994]
[0.14000000000000001,-5,39.96875,60,48.742687500000002,0.15,40.917000000000002,7.0447125000000002]
[0.14000000000000001,-2.5,29.789687499999999,60,18.196625000000001,0.03,1.6366800000000004,5.2724374999999997]
[0.14000000000000001,-2.5,35.464624999999998,60,31.954687499999999,5.2499999999999998E-2,5.1146250000000002,6.0735296875000007]
[0.14000000000000001,-2.5,36.047937500000003,60,33.587281249999997,5.6249999999999994E-2,5.8306725000000004,6.1535976562499997]
[0.14000000000000001,-2.5,38.035906250000004,60,39.560906250000002,7.4999999999999997E-2,10.22925,6.4243062499999999]
[0.14000000000000001,-2.5,39.300406249999995,60,43.769281249999999,9.7500000000000003E-2,17.389724999999999,6.5959046874999991]
[0.14000000000000001,-2.5,40.002804687500003,60,46.223703125,0.11624999999999999,24.652492500000001,6.6912476562499998]
[0.14000000000000001,-2.5,40.586078125,60,48.335859374999998,0.13875000000000001,35.08632750000001,6.7622671874999991]
[0.14000000000000001,0,31.108499999999999,60,19.894100000000002,0.03,1.6366800000000004,5.0591500000000007]
[0.14000000000000001,0,40.52975,60,45.522999999999996,0.105,20.049329999999998,6.3704374999999995]
[0.14000000000000001,2.5,36.554500000000004,60,31.238500000000002,4.4999999999999998E-2,3.6825299999999999,5.4324062499999997]
[{"$f":"(A4267+A4757)/2","v":0.14000000000000001},2.5,41.427499999999995,60,46.137937499999992,0.105,20.049329999999998,6.0999968750000004]
[0.14000000000000001,5,39.715249999999997,60,38.247999999999998,0.06,6.5467200000000014,5.4725562500000002]
[0.14000000000000001,5,43.353250000000003,60,50.505562499999996,0.15,40.917000000000002,5.9419874999999998]
[0.14000000000000001,10,42.872,60,43.724499999999999,7.4999999999999997E-2,10.22925,5.1165250000000002]
[0.14000000000000001,10,43.602249999999998,60,46.169250000000005,0.09,14.730119999999999,5.2171500000000002]
[0.14000000000000001,-30,-4.0603499999999997,50,-23.208500000000001,1.5368E-2,0.42949294436127872,4.8058499999999995]
[0.14000000000000001,-30,21.018999999999998,50,27.276,0.09,14.730119999999999,8.5624500000000001]
[0.14000000000000001,-20,14.621725,50,2.6482500000000004,0.03,1.6366800000000004,5.9781750000000002]
[0.14000000000000001,-20,26.374250000000004,50,34.759249999999994,0.12,26.186880000000006,7.65855]
[0.14000000000000001,-15,12.059481249999999,50,-1.703125,2.2607668749999997E-2,1.0288626975977468,4.6804750000000004]
[0.14000000000000001,-15,22.127875000000003,50,16.996475,4.4999999999999998E-2,3.6825299999999999,6.2299500000000005]
[0.14000000000000001,-15,24.948406250000001,50,24.969281250000002,6.3750000000000001E-2,7.4673525000000005,6.6309781250000004]
[0.14000000000000001,-15,26.801281250000002,50,30.812156249999997,8.6249999999999993E-2,13.6049025,6.891931249999999]
[0.14000000000000001,-15,27.752000000000002,50,34.021124999999998,0.105,20.049329999999998,7.0256375000000002]
[0.14000000000000001,-15,28.37965625,50,36.239499999999992,0.12375,27.925852500000005,7.1139531250000001]
[0.14000000000000001,-15,28.929312500000002,50,38.237499999999997,0.14624999999999999,38.973442500000004,7.1643812499999999]
[0.14000000000000001,-10,17.754437500000002,50,5.9201500000000005,2.6291112499999998E-2,1.3320673863683914,4.6978249999999999]
[0.14000000000000001,-10,23.479875,50,17.078849999999999,4.1249999999999995E-2,3.1710674999999999,5.5790500000000005]
[0.14000000000000001,-10,25.677500000000002,50,22.74175,5.2499999999999998E-2,5.1146250000000002,5.90015]
[0.14000000000000001,-10,27.816000000000003,50,29.040875,7.1250000000000008E-2,9.3086175000000004,6.2053500000000001]
[0.14000000000000001,-10,29.21875,50,33.620999999999995,9.375E-2,16.059922499999999,6.4042249999999994]
[0.14000000000000001,-10,29.941000000000003,50,36.1325,0.11249999999999999,23.118105,6.5066249999999997]
[0.14000000000000001,-10,30.460750000000001,50,38.000124999999997,0.13125000000000001,31.40379750000001,6.5802999999999994]
[0.14000000000000001,-7.5,11.992531249999999,50,-2.6345875000000003,1.5159124999999999E-2,0.41793244322217166,3.3637375]
[0.14000000000000001,-7.5,22.598218750000001,50,13.648246875,3.3750000000000002E-2,2.1481425000000001,5.0386796875000002]
[0.14000000000000001,-7.5,27.295421875000002,50,25.399078124999999,5.6249999999999994E-2,5.8306725000000004,5.7286843750000003]
[0.14000000000000001,-7.5,28.155703124999999,50,27.913046874999999,6.3750000000000001E-2,7.4673525000000005,5.8517625000000004]
[0.14000000000000001,-7.5,30.298312499999998,50,34.841406250000006,9.7500000000000003E-2,17.389724999999999,6.1560593749999999]
[0.14000000000000001,-7.5,31.064374999999998,50,37.533875000000002,0.12,26.186880000000006,6.2649625000000002]
[0.14000000000000001,-7.5,31.491656250000002,50,39.093765625000003,0.13875000000000001,35.08632750000001,6.3177281250000004]
[0.14000000000000001,-7.5,31.5625,50,39.35728125,0.14250000000000002,37.029885000000007,6.3199187500000003]
[0.14000000000000001,-5,18.303843749999999,50,6.3009249999999994,2.2576899999999997E-2,1.0271576704853895,3.9527312500000003]
[0.14000000000000001,-5,25.834687500000001,50,19.852981249999999,4.1249999999999995E-2,3.1710674999999999,5.1100531250000003]
[0.14000000000000001,-5,29.173406249999999,50,28.885468749999998,6.3750000000000001E-2,7.4673525000000005,5.5942750000000006]
[0.14000000000000001,-5,30.512499999999999,50,33.133187500000005,8.249999999999999E-2,12.479685,5.784806249999999]
[0.14000000000000001,-5,31.619531249999998,50,36.911812499999996,0.10874999999999999,21.583717499999999,5.9424250000000001]
[0.14000000000000001,-5,32.117687500000002,50,38.702374999999996,0.1275,29.664825000000008,6.0133999999999999]
[0.14000000000000001,-5,32.490312500000002,50,40.077718749999995,0.14624999999999999,38.973442500000004,6.0438562500000002]
[0.14000000000000001,-2.5,24.203062500000001,50,14.6454375,0.03,1.6366800000000004,4.4594312499999997]
[0.14000000000000001,-2.5,28.435546875,50,24.813828125000001,4.8750000000000002E-2,4.3985775,5.0844093749999999]
[0.14000000000000001,-2.5,30.485343750000002,50,30.775218750000001,6.7500000000000004E-2,8.3879850000000005,5.3787250000000002]
[0.14000000000000001,-2.5,31.857187499999998,50,35.210187499999996,0.09,14.730119999999999,5.5743937499999987]
[0.14000000000000001,-2.5,32.518796874999992,50,37.514593749999996,0.10874999999999999,21.583717499999999,5.6688437499999997]
[0.14000000000000001,-2.5,32.992781250000007,50,39.222687499999992,0.1275,29.664825000000008,5.7365499999999994]
[0.14000000000000001,-2.5,33.347281250000002,50,40.534640625000002,0.14624999999999999,38.973442500000004,5.7656031250000002]
[0.14000000000000001,0,17.180374999999998,50,4.2474499999999997,1.5143150000000001E-2,0.41704113646799268,2.9711500000000002]
[0.14000000000000001,0,33.319249999999997,50,37.762999999999998,0.105,20.049329999999998,5.3811]
[0.14000000000000001,2.5,26.8374375,50,18.0514625,0.03,1.6366800000000004,4.0331187499999999]
[0.14000000000000001,2.5,34.223812499999994,50,38.383749999999999,0.105,20.049329999999998,5.1082375000000004]
[0.14000000000000001,5,31.340875,50,27.283499999999997,4.4999999999999998E-2,3.6825299999999999,4.2894249999999996]
[0.14000000000000001,5,35.481250000000003,50,40.27825,0.12,26.186880000000006,4.8862749999999995]
[0.14000000000000001,10,35.06,50,34.024000000000001,0.06,6.5467200000000014,4.0175999999999998]
[0.14000000000000001,10,37.488500000000002,50,42.272499999999994,0.13500000000000001,33.142770000000013,4.3697999999999997]
[0.14000000000000001,-30,-1.5556499999999998,30,-11.1358,0.03,1.6366800000000004,5.1973000000000003]
[0.14000000000000001,-20,-3.9231249999999998,30,-15.924574999999999,1.5244775E-2,0.42267062667572242,2.96645]
[0.14000000000000001,-20,11.359024999999999,30,15.504,0.09,14.730119999999999,5.4564500000000002]
[0.14000000000000001,-15,-0.38368749999999996,30,-11.3513625,1.5180437500000001E-2,0.41910715794205722,2.6472249999999997]
[0.14000000000000001,-15,1.4230031250000001,30,-8.6996968750000008,1.8885328125000003E-2,0.72350036845654309,2.9542468749999999]
[0.14000000000000001,-15,8.4307264161249993,30,3.0118562500000001,3.7499999999999999E-2,2.659605,4.1284312500000002]
[0.14000000000000001,-15,11.6907625,30,11.520525000000001,0.06,6.5467200000000014,4.6410750000000007]
[0.14000000000000001,-15,12.878331249999999,30,15.275496874999998,7.8749999999999987E-2,11.3544675,4.8237500000000004]
[0.14000000000000001,-15,13.631762499999999,30,17.8215,9.7500000000000003E-2,17.389724999999999,4.9398062500000002]
[0.14000000000000001,-15,14.238625000000001,30,19.971875000000001,0.12,26.186880000000006,5.0333874999999999]
[0.14000000000000001,-15,14.633675,30,21.431437500000001,0.14250000000000002,37.029885000000007,5.0807812499999994]
[0.14000000000000001,-10,6.3991999999999996,30,-2.0295750000000004,2.255805E-2,1.0261118446041961,2.8813249999999995]
[0.14000000000000001,-10,12.449,30,9.3921500000000009,4.4999999999999998E-2,3.6825299999999999,3.88585]
[0.14000000000000001,-10,14.147500000000001,30,14.316500000000001,6.3750000000000001E-2,7.4673525000000005,4.1514500000000005]
[0.14000000000000001,-10,15.268750000000001,30,17.9465,8.6249999999999993E-2,13.6049025,4.3250375000000005]
[0.14000000000000001,-10,15.846,30,19.948,0.105,20.049329999999998,4.41465]
[0.14000000000000001,-10,16.228000000000002,30,21.336000000000002,0.12375,27.925852500000005,4.4740624999999996]
[0.14000000000000001,-10,16.29,30,21.566000000000003,0.1275,29.664825000000008,4.4837249999999997]
[0.14000000000000001,-7.5,9.4344031249999993,30,2.2065453124999999,2.628031875E-2,1.331467319039163,2.9613640624999995]
[0.14000000000000001,-7.5,11.611239062500001,30,5.9964546875,3.3750000000000002E-2,2.1481425000000001,3.3255656249999994]
[0.14000000000000001,-7.5,14.27225,30,12.663971875000001,5.2499999999999998E-2,5.1146250000000002,3.7499343750000005]
[0.14000000000000001,-7.5,15.5911875,30,16.627875,7.1250000000000008E-2,9.3086175000000004,3.9553921875000002]
[0.14000000000000001,-7.5,16.461375,30,19.526953124999999,9.375E-2,16.059922499999999,4.0904093750000001]
[0.14000000000000001,-7.5,16.9110625,30,21.12275,0.11249999999999999,23.118105,4.1603781250000003]
[0.14000000000000001,-7.5,17.234796875000001,30,22.31190625,0.13125000000000001,31.40379750000001,4.2108515625000003]
[0.14000000000000001,-5,6.5939374999999991,30,-2.1656124999999999,1.512645E-2,0.41611486310490942,2.042125]
[0.14000000000000001,-5,12.878240625,30,7.6056218749999998,3.3750000000000002E-2,2.1481425000000001,3.1036812500000002]
[0.14000000000000001,-5,14.102996874999999,30,10.524115625,4.1249999999999995E-2,3.1710674999999999,3.29981875]
[0.14000000000000001,-5,16.912656250000001,30,18.58309375,7.8749999999999987E-2,11.3544675,3.7406000000000001]
[0.14000000000000001,-5,17.490500000000001,30,20.557312500000002,9.7500000000000003E-2,17.389724999999999,3.8304750000000007]
[0.14000000000000001,-5,17.583624999999998,30,20.884843750000002,0.10125000000000001,18.719527499999998,3.8449812500000005]
[0.14000000000000001,-5,17.955500000000001,30,22.224625,0.12,26.186880000000006,3.9029750000000001]
[0.14000000000000001,-5,18.258062500000001,30,23.356312500000001,0.14250000000000002,37.029885000000007,3.93970625]
[0.14000000000000001,-2.5,10.945249999999998,30,4.0003593749999995,2.2565812499999997E-2,1.0265402250265843,2.345140625]
[0.14000000000000001,-2.5,15.2807890625,30,11.924242187499999,4.1249999999999995E-2,3.1710674999999999,3.0632031249999998]
[0.14000000000000001,-2.5,17.220812500000001,30,17.27525,6.3750000000000001E-2,7.4673525000000005,3.3684921875000002]
[0.14000000000000001,-2.5,18.126203125,30,20.220546874999997,8.6249999999999993E-2,13.6049025,3.5092437500000004]
[0.14000000000000001,-2.5,18.592124999999999,30,21.844562500000002,0.105,20.049329999999998,3.5819062500000003]
[0.14000000000000001,-2.5,18.950343749999998,30,23.157125000000001,0.1275,29.664825000000008,3.6379406250000001]
[0.14000000000000001,-2.5,19.170484375000001,30,23.986171875000004,0.14624999999999999,38.973442500000004,3.6577109375000001]
[0.14000000000000001,0,18.74475,30,19.849249999999998,7.4999999999999997E-2,10.22925,3.185225]
[0.14000000000000001,0,20.076500000000003,30,24.592500000000001,0.15,40.917000000000002,3.3755000000000002]
[0.14000000000000001,2.5,19.726062499999998,30,20.702187500000001,7.4999999999999997E-2,10.22925,2.9176812499999998]
[0.14000000000000001,2.5,20.132874999999999,30,22.081375000000001,0.09,14.730119999999999,2.9812812500000003]
[0.14000000000000001,5,13.4703125,30,7.0594624999999995,1.514715E-2,0.4172572108979441,1.470375]
[0.14000000000000001,5,21.075749999999999,30,22.807749999999999,0.09,14.730119999999999,2.7078875]
[0.14000000000000001,10,21.514499999999998,30,19.756999999999998,4.4999999999999998E-2,3.6825299999999999,1.9339999999999997]
[0.14000000000000001,10,23.323999999999998,30,25.580500000000001,0.12,26.186880000000006,2.2187000000000001]
[0.13,-30,33.758000000000003,70,32.039500000000004,0.06,6.5467200000000014,9.5474249999999987]
[0.13,-30,39.938249999999996,70,51.874499999999998,0.13500000000000001,33.142770000000013,10.259849999999998]
[0.13,-20,37.915125000000003,70,35.929500000000004,0.06,6.5467200000000014,8.5700249999999993]
[0.13,-20,43.819874999999996,70,55.280500000000004,0.15,40.917000000000002,9.2205875000000006]
[0.13,-15,30.736437500000001,70,14.9249375,0.03,1.6366800000000004,6.9480437500000001]
[0.13,-15,38.43059375,70,33.527093749999999,5.2499999999999998E-2,5.1146250000000002,7.895249999999999]
[0.13,-15,39.9936875,70,37.874500000000005,0.06,6.5467200000000014,8.0813249999999996]
[0.13,-15,43.311687500000005,70,48.351546874999997,9.375E-2,16.059922499999999,8.4724046874999992]
[0.13,-15,43.530187500000004,70,49.09346875,9.7500000000000003E-2,17.389724999999999,8.4980718750000008]
[0.13,-15,44.454265625000005,70,52.286187499999997,0.11624999999999999,24.652492500000001,8.6066359374999983]
[0.13,-15,45.119062499999998,70,54.658687499999999,0.13500000000000001,33.142770000000013,8.6846999999999994]
[0.13,-10,22.999124999999999,70,2.9423562500000005,1.8891243750000002E-2,0.72380393809157773,5.0783750000000003]
[0.13,-10,36.292875000000002,70,24.948749999999997,3.7499999999999999E-2,2.659605,6.8829624999999997]
[0.13,-10,42.072249999999997,70,39.819500000000005,0.06,6.5467200000000014,7.592625]
[0.13,-10,44.098375000000004,70,46.134999999999998,7.8749999999999987E-2,11.3544675,7.8335874999999993]
[0.13,-10,45.773750000000007,70,51.752749999999999,0.105,20.049329999999998,8.0324249999999999]
[0.13,-10,46.4951875,70,54.316624999999995,0.12375,27.925852500000005,8.1180624999999988]
[0.13,-10,47.032125000000001,70,56.273249999999997,0.14250000000000002,37.029885000000007,8.1644499999999987]
[0.13,-7.5,27.949468750000001,70,9.9987546875,2.2591045312499999E-2,1.0279240238988081,5.3872859374999997]
[0.13,-7.5,40.220031249999998,70,32.868499999999997,4.4999999999999998E-2,3.6825299999999999,7.0125687499999998]
[0.13,-7.5,43.456187499999999,70,42.0793125,6.3750000000000001E-2,7.4673525000000005,7.40149453125]
[0.13,-7.5,43.876062500000003,70,43.379656250000004,6.7500000000000004E-2,8.3879850000000005,7.4515609375]
[0.13,-7.5,45.547632812499998,70,48.720140624999999,8.6249999999999993E-2,13.6049025,7.6507851562499996]
[0.13,-7.5,46.610906249999999,70,52.332687499999999,0.105,20.049329999999998,7.7772593750000008]
[0.13,-7.5,47.825937500000009,70,56.709390624999997,0.14250000000000002,37.029885000000007,7.905125]
[0.13,-7.5,48.005656250000001,70,57.374062500000008,0.15,40.917000000000002,7.9097750000000007]
[0.13,-5,37.275500000000001,70,24.671296875000003,3.3750000000000002E-2,2.1481425000000001,6.2776328125000003]
[0.13,-5,42.64184375,70,37.912968750000005,5.2499999999999998E-2,5.1146250000000002,6.9463468749999997]
[0.13,-5,45.215375000000002,70,45.511312500000003,7.1250000000000008E-2,9.3086175000000004,7.2554921874999998]
[0.13,-5,46.879562499999999,70,50.954703124999995,9.375E-2,16.059922499999999,7.4543031249999991]
[0.13,-5,47.729500000000002,70,53.914812499999996,0.11249999999999999,23.118105,7.5557218749999997]
[0.13,-5,48.337562499999997,70,56.106265624999999,0.13125000000000001,31.40379750000001,7.6283125000000007]
[0.13,-2.5,27.747937499999999,70,9.2742617187500009,1.8877216406250001E-2,0.72303023136148026,4.6115820312500002]
[0.13,-2.5,39.77071875,70,29.240671875000004,3.7499999999999999E-2,2.659605,6.2273828125000001]
[0.13,-2.5,41.058656249999999,70,32.273585937500002,4.1249999999999995E-2,3.1710674999999999,6.3898695312499996]
[0.13,-2.5,44.964437500000003,70,42.697906250000003,0.06,6.5467200000000014,6.869034375]
[0.13,-2.5,46.7825078125,70,48.410828124999995,7.8749999999999987E-2,11.3544675,7.0869976562499994]
[0.13,-2.5,48.102718750000001,70,52.862101562499994,0.10125000000000001,18.719527499999998,7.2450953125000002]
[0.13,-2.5,48.827281249999999,70,55.428874999999991,0.12,26.186880000000006,7.331925]
[0.13,-2.5,49.413562499999998,70,57.581671875000005,0.14250000000000002,37.029885000000007,7.386474999999999]
[0.13,0,43.409875,70,36.525500000000001,4.4999999999999998E-2,3.6825299999999999,6.3222500000000004]
[0.13,0,49.643625,70,55.940749999999994,0.12,26.186880000000006,7.0745000000000005]
[0.13,2.5,48.334062500000002,70,49.134718749999998,7.4999999999999997E-2,10.22925,6.5605687499999998]
[0.13,2.5,51.155281250000002,70,59.031312499999999,0.15,40.917000000000002,6.8718749999999993]
[0.13,5,49.238624999999999,70,49.923312499999994,7.4999999999999997E-2,10.22925,6.3127875000000007]
[0.13,10,33.059750000000001,70,15.974499999999999,1.5138449999999999E-2,0.41676096019286812,3.4889000000000001]
[0.13,10,51.881,70,54.314,0.09,14.730119999999999,5.9190500000000004]
[0.13,10,52.471000000000004,70,56.392249999999997,0.105,20.049329999999998,5.9910999999999994]
[0.13,-30,16.807612500000001,60,1.1213250000000001,0.03,1.6366800000000004,7.4407249999999996]
[0.13,-30,31.036000000000001,60,39.102625000000003,0.105,20.049329999999998,9.1923749999999984]
[0.13,-20,32.678375000000003,60,34.843499999999999,7.4999999999999997E-2,10.22925,7.9041125000000001]
[0.13,-20,35.781312499999999,60,45.361874999999998,0.13500000000000001,33.142770000000013,8.2816437499999989]
[0.13,-15,21.681313281249999,60,6.4118179687500003,2.6312243749999999E-2,1.3332314678110324,5.7133773437500004]
[0.13,-15,30.936374999999998,60,25.612924999999997,4.8750000000000002E-2,4.3985775,6.9399789062499995]
[0.13,-15,33.821109375000006,60,33.920406249999999,6.7500000000000004E-2,8.3879850000000005,7.2965953124999992]
[0.13,-15,35.73315625,60,40.026187499999999,0.09,14.730119999999999,7.5313312499999991]
[0.13,-15,36.649609374999997,60,43.173140625000002,0.10874999999999999,21.583717499999999,7.6436062499999995]
[0.13,-15,37.303531249999999,60,45.497343749999999,0.1275,29.664825000000008,7.7237328124999989]
[0.13,-15,37.880281249999996,60,47.602906250000004,0.15,40.917000000000002,7.7604187499999995]
[{"$f":"(A5083+A5573)/2","v":0.13},-10,15.5923125,60,-3.2152625000000001,1.5212824999999999E-2,0.42088040955216166,4.0352499999999996]
[0.13,-10,30.058375000000002,60,20.31955,3.7499999999999999E-2,2.659605,6.06143125]
[0.13,-10,34.453187499999999,60,31.552218750000002,5.6249999999999994E-2,5.8306725000000004,6.6236187500000003]
[{"$f":"(A5099+A5589)/2","v":0.13},-10,36.609625000000001,60,38.070374999999999,7.4999999999999997E-2,10.22925,6.8912374999999999]
[0.13,-10,37.972375,60,42.624375000000001,9.7500000000000003E-2,17.389724999999999,7.0597749999999992]
[0.13,-10,38.727187499999999,60,45.270812500000005,0.11624999999999999,24.652492500000001,7.1531249999999993]
[{"$f":"(A5115+A5605)/2","v":0.13},-10,39.271000000000001,60,47.238749999999996,0.13500000000000001,33.142770000000013,7.220324999999999]
[0.13,-7.5,20.159095703124997,60,3.3141816406249998,1.8900305859374997E-2,0.7243156206481054,4.3076664062500001]
[0.13,-7.5,31.219624999999997,60,21.7573875,3.7499999999999999E-2,2.659605,5.8420046875000002]
[0.13,-7.5,34.836124999999996,60,30.856953125,5.2499999999999998E-2,5.1146250000000002,6.3068945312500002]
[0.13,-7.5,38.004664062499998,60,40.468210937500004,8.249999999999999E-2,12.479685,6.7012468749999998]
[0.13,-7.5,39.002656250000001,60,43.8474453125,0.10125000000000001,18.719527499999998,6.8249160156249999]
[0.13,-7.5,39.783152343750004,60,46.62088671875,0.12375,27.925852500000005,6.9217015625]
[0.13,-7.5,40.236578125000008,60,48.286531249999996,0.14250000000000002,37.029885000000007,6.9626343750000004]
[0.13,-7.5,40.315101562500004,60,48.578867187500002,0.14624999999999999,38.973442500000004,6.9647515625]
[0.13,-5,27.297808593750002,60,13.648936718750001,2.6296997656250001E-2,1.3323869780440301,4.9333921875000009]
[0.13,-5,34.680687499999998,60,28.628937500000003,4.4999999999999998E-2,3.6825299999999999,5.9223187499999996]
[0.13,-5,37.730671874999999,60,37.470703125,6.7500000000000004E-2,8.3879850000000005,6.3041203125000003]
[0.13,-5,39.69,60,43.885656249999997,9.7500000000000003E-2,17.389724999999999,6.5475859374999992]
[0.13,-5,40.141554687500005,60,45.463906249999994,0.10874999999999999,21.583717499999999,6.6036867187499997]
[0.13,-5,40.793257812500002,60,47.818226562500001,0.13125000000000001,31.40379750000001,6.6847031250000004]
[0.13,-5,41.189500000000002,60,49.29028125,0.15,40.917000000000002,6.7046250000000001]
[{"$f":"(A5199+A5689)/2","v":0.13},-2.5,32.439203125000006,60,22.021640625000003,3.3750000000000002E-2,2.1481425000000001,5.2593101562500006]
[0.13,-2.5,36.873374999999996,60,33.051234375,5.2499999999999998E-2,5.1146250000000002,5.8323335937500005]
[0.13,-2.5,39.007683593750002,60,39.405175781250001,7.1250000000000008E-2,9.3086175000000004,6.0994917968750002]
[{"$f":"(A5215+A5705)/2","v":0.13},-2.5,40.391156249999995,60,43.968507812499993,9.375E-2,16.059922499999999,6.271859765624999]
[0.13,-2.5,41.098726562500005,60,46.453656249999995,0.11249999999999999,23.118105,6.3600304687499998]
[0.13,-2.5,41.333328125000001,60,47.295437499999991,0.12,26.186880000000006,6.3893062499999997]
[0.13,-2.5,41.768789062500005,60,48.898398437499992,0.13875000000000001,35.08632750000001,6.4365078124999995]
[0.13,0,32.591499999999996,60,21.058924999999999,0.03,1.6366800000000004,4.9081000000000001]
[0.13,0,42.157812499999999,60,47.812874999999991,0.12,26.186880000000006,6.1292249999999999]
[0.13,2.5,37.88253125,60,32.309843749999999,4.4999999999999998E-2,3.6825299999999999,5.2278656249999997]
[0.13,2.5,42.982296875000003,60,48.330312499999998,0.12,26.186880000000006,5.8691437499999992]
[0.13,5,40.908687499999999,60,39.148499999999999,0.06,6.5467200000000014,5.2446031249999994]
[0.13,5,44.122187499999995,60,50.017406250000001,0.13500000000000001,33.142770000000013,5.6487749999999997]
[0.13,10,43.901249999999997,60,44.4375,7.4999999999999997E-2,10.22925,4.8916125000000008]
[0.13,10,45.739249999999998,60,50.943624999999997,0.13500000000000001,33.142770000000013,5.1249249999999993]
[0.13,-30,22.677999999999997,50,28.295999999999999,0.09,14.730119999999999,8.1772749999999998]
[0.13,-20,16.334362499999997,50,3.9835499999999997,0.03,1.6366800000000004,5.8054625]
[0.13,-20,27.204499999999999,50,33.554625000000001,0.105,20.049329999999998,7.2298375000000004]
[0.13,-15,10.879576562499999,50,-4.7721406250000014,1.8951942187500001E-2,0.72718401763281837,4.190203125]
[0.13,-15,13.594153124999998,50,-0.73746875000000101,2.2634628125E-2,1.0303493450885457,4.5863624999999999]
[0.13,-15,22.4788421875,50,15.482115624999999,4.1249999999999995E-2,3.1710674999999999,5.8449890624999998]
[0.13,-15,26.359015624999998,50,26.000171874999999,6.3750000000000001E-2,7.4673525000000005,6.3557359374999995]
[0.13,-15,27.900468750000002,50,30.881843750000002,8.249999999999999E-2,12.479685,6.5548749999999991]
[0.13,-15,29.420015625000005,50,36.088406250000006,0.11624999999999999,24.652492500000001,6.7510765624999998]
[0.13,-15,29.739218750000003,50,37.237437499999999,0.1275,29.664825000000008,6.7922593750000004]
[0.13,-15,30.164437499999998,50,38.799750000000003,0.14624999999999999,38.973442500000004,6.8237562500000006]
[0.13,-10,19.199718749999999,50,6.9423999999999992,2.6309331249999998E-2,1.3330722254122218,4.5823625000000003]
[0.13,-10,26.478000000000002,50,22.242812499999999,4.8750000000000002E-2,4.3985775,5.5993000000000004]
[0.13,-10,28.75675,50,28.909374999999997,6.7500000000000004E-2,8.3879850000000005,5.8982500000000009]
[0.13,-10,30.2715,50,33.825000000000003,0.09,14.730119999999999,6.0954749999999995]
[0.13,-10,30.998750000000001,50,36.3645,0.10874999999999999,21.583717499999999,6.1901812500000002]
[0.13,-10,31.518750000000004,50,38.241875,0.1275,29.664825000000008,6.2579499999999992]
[0.13,-10,31.607375000000005,50,38.566312499999995,0.13125000000000001,31.40379750000001,6.2694749999999999]
[0.13,-7.5,13.325703125,50,-2.0112812500000001,1.5218724999999999E-2,0.42122027393066486,3.3420375]
[0.13,-7.5,24.98709375,50,17.135384375000001,3.7499999999999999E-2,2.659605,5.0195734375000001]
[0.13,-7.5,28.562726562500004,50,26.367539062500001,5.6249999999999994E-2,5.8306725000000004,5.5001671875000007]
[0.13,-7.5,30.326343749999999,50,31.752187499999998,7.4999999999999997E-2,10.22925,5.7308749999999993]
[0.13,-7.5,31.444468749999999,50,35.526984375000005,9.7500000000000003E-2,17.389724999999999,5.8768234374999997]
[0.13,-7.5,32.064929687499998,50,37.723765624999999,0.11624999999999999,24.652492500000001,5.9578828124999994]
[0.13,-7.5,32.512843750000002,50,39.358999999999995,0.13500000000000001,33.142770000000013,6.0163250000000001]
[0.13,-5,17.297601562499999,50,3.6839437500000001,1.8900093749999999E-2,0.72431373465933258,3.5418234375000006]
[0.13,-5,26.150312500000002,50,18.58041875,3.7499999999999999E-2,2.659605,4.7992468749999997]
[0.13,-5,30.354109375,50,29.753890624999997,6.3750000000000001E-2,7.4673525000000005,5.3623781250000011]
[0.13,-5,31.638187500000001,50,33.872093750000005,8.249999999999999E-2,12.479685,5.5302406249999994]
[0.13,-5,32.450562499999997,50,36.651546874999994,0.10125000000000001,18.719527499999998,5.6365421874999999]
[0.13,-5,32.590187499999999,50,37.139124999999993,0.105,20.049329999999998,5.6548125000000002]
[0.13,-5,33.087484375000003,50,38.936062499999998,0.12375,27.925852500000005,5.71998125]
[0.13,-5,33.521875000000001,50,40.550953124999992,0.14624999999999999,38.973442500000004,5.7571250000000003]
[0.13,-2.5,23.27150390625,50,12.361234374999999,2.6295381249999999E-2,1.3323007546235557,4.0160492187500001]
[0.13,-2.5,29.149343750000003,50,24.405312500000001,4.4999999999999998E-2,3.6825299999999999,4.8293125000000003]
[0.13,-2.5,32.163031250000003,50,33.358562500000005,7.4999999999999997E-2,10.22925,5.2266250000000003]
[0.13,-2.5,32.911781249999997,50,35.870718749999995,0.09,14.730119999999999,5.3248593749999991]
[0.13,-2.5,33.542117187499997,50,38.088890624999991,0.10874999999999999,21.583717499999999,5.4076078125000002]
[0.13,-2.5,34.069742187500005,50,40.012124999999997,0.13125000000000001,31.40379750000001,5.4769031249999998]
[0.13,-2.5,34.390281250000001,50,41.21603125,0.15,40.917000000000002,5.4939374999999995]
[0.13,0,33.791874999999997,50,36.552624999999999,0.09,14.730119999999999,5.0679874999999992]
[0.13,2.5,19.980015625,50,7.0275937499999994,1.5144325E-2,0.41710576305777886,2.8151875000000004]
[0.13,2.5,34.671968749999998,50,37.234531249999996,0.09,14.730119999999999,4.8111156249999993]
[0.13,2.5,35.148718749999993,50,38.915312499999999,0.105,20.049329999999998,4.8741187500000009]
[0.13,5,32.363187500000002,50,28.110124999999996,4.4999999999999998E-2,3.6825299999999999,4.130725]
[0.13,5,36.337249999999997,50,40.730999999999995,0.12,26.186880000000006,4.6584749999999993]
[0.13,10,35.912500000000001,50,34.670999999999999,0.06,6.5467200000000014,3.8538499999999996]
[0.13,10,38.23075,50,42.636749999999992,0.13500000000000001,33.142770000000013,4.1635999999999997]
[0.13,-30,7.6301249999999996,30,10.375575000000001,7.4999999999999997E-2,10.22925,6.1549000000000005]
[0.13,-30,10.29025,30,19.59825,0.15,40.917000000000002,6.4939749999999998]
[0.13,-20,11.634437499999999,30,13.688662500000001,7.4999999999999997E-2,10.22925,5.1162749999999999]
[0.13,-15,0.54114374999999959,30,-10.944581249999999,1.5145931249999999E-2,0.4172098828894038,2.6151999999999997]
[0.13,-15,8.6850909790312496,30,1.9585171875,3.3750000000000002E-2,2.1481425000000001,3.8827953124999999]
[0.13,-15,11.436215124593751,30,8.7469453124999994,4.8750000000000002E-2,4.3985775,4.2843062500000002]
[0.13,-15,13.80004375,30,15.893998437500001,7.8749999999999987E-2,11.3544675,4.6201249999999998]
[0.13,-15,14.523199999999999,30,18.355124999999997,9.7500000000000003E-2,17.389724999999999,4.722628125]
[0.13,-15,14.639603124999999,30,18.762499999999996,0.10125000000000001,18.719527499999998,4.7391359375000004]
[0.13,-15,15.104062500000001,30,20.426312500000002,0.12,26.186880000000006,4.8050562499999998]
[0.13,-15,15.427225000000002,30,21.624984375,0.13875000000000001,35.08632750000001,4.8450203125000009]
[0.13,-10,7.2776749999999986,30,-1.4850875000000001,2.2535174999999998E-2,1.0248542168280061,2.8187625000000001]
[0.13,-10,12.653456249999998,30,8.4487062500000008,4.1249999999999995E-2,3.1710674999999999,3.6462500000000002]
[0.13,-10,14.99075,30,14.938500000000001,6.3750000000000001E-2,7.4673525000000005,3.9853625000000004]
[0.13,-10,16.07,30,18.462000000000003,8.6249999999999993E-2,13.6049025,4.1392437500000003]
[0.13,-10,16.622999999999998,30,20.393999999999998,0.105,20.049329999999998,4.2183250000000001]
[0.13,-10,17.047250000000002,30,21.95025,0.1275,29.664825000000008,4.2791375]
[0.13,-10,17.307437500000002,30,22.930875,0.14624999999999999,38.973442500000004,4.3005687500000001]
[0.13,-7.5,11.835690625,30,5.1232437500000003,0.03,1.6366800000000004,3.1311968749999997]
[0.13,-7.5,14.754765625000001,30,12.33274453125,4.8750000000000002E-2,4.3985775,3.5612570312500003]
[0.13,-7.5,16.163562500000001,30,16.5300625,6.7500000000000004E-2,8.3879850000000005,3.7636671875000003]
[0.13,-7.5,16.365671875,30,17.174578124999996,7.1250000000000008E-2,9.3086175000000004,3.7924914062499999]
[0.13,-7.5,17.56025,30,21.259125000000001,0.10874999999999999,21.583717499999999,3.9634023437500003]
[0.13,-7.5,17.631812500000002,30,21.520218749999998,0.11249999999999999,23.118105,3.9736703125000004]
[0.13,-7.5,17.996218750000001,30,22.870343750000004,0.13500000000000001,33.142770000000013,4.0260468750000005]
[0.13,-5,7.3184562499999988,30,-1.8493312500000001,1.5105475E-2,0.41496370231744939,2.0198]
[0.13,-5,14.292184374999998,30,9.7022218749999993,3.7499999999999999E-2,2.659605,3.1000750000000004]
[0.13,-5,16.432031250000001,30,15.3268734375,5.6249999999999994E-2,5.8306725000000004,3.4124859375000005]
[0.13,-5,17.496812500000001,30,18.6364375,7.4999999999999997E-2,10.22925,3.5649812499999998]
[0.13,-5,18.176124999999999,30,20.970281249999999,9.7500000000000003E-2,17.389724999999999,3.6623562500000002]
[0.13,-5,18.55425,30,22.332749999999997,0.11624999999999999,24.652492500000001,3.7166828125000002]
[0.13,-5,18.775421874999999,30,23.155593750000001,0.13125000000000001,31.40379750000001,3.7485421875]
[0.13,-2.5,11.666046874999997,30,4.4487109374999996,2.2561518749999999E-2,1.0263056683240843,2.2973578125]
[0.13,-2.5,16.014644531249999,30,12.512480468749999,4.1249999999999995E-2,3.1710674999999999,2.9601546875000002]
[0.13,-2.5,16.57271875,30,13.863796875,4.4999999999999998E-2,3.6825299999999999,3.042259375]
[0.13,-2.5,17.902859374999998,30,17.779640624999999,6.3750000000000001E-2,7.4673525000000005,3.2338039062500004]
[0.13,-2.5,18.657890625,30,20.243578124999999,8.249999999999999E-2,12.479685,3.34195625]
[0.13,-2.5,19.220062499999997,30,22.206093750000001,0.105,20.049329999999998,3.4227531250000003]
[0.13,-2.5,19.514523437499996,30,23.289421875000002,0.12375,27.925852500000005,3.46521171875]
[0.13,-2.5,19.772101562500001,30,24.264304687500001,0.14624999999999999,38.973442500000004,3.4894835937500002]
[0.13,0,19.354875,30,20.271124999999998,7.4999999999999997E-2,10.22925,3.0523125000000002]
[0.13,0,20.628750000000004,30,24.843250000000001,0.15,40.917000000000002,3.2202250000000001]
[0.13,2.5,20.674062499999998,30,22.423124999999999,0.09,14.730119999999999,2.852259375]
[0.13,5,14.011318750000001,30,7.3035562499999997,1.5175725000000001E-2,0.41883423964032407,1.4641000000000002]
[0.13,5,21.566125,30,23.117999999999999,0.09,14.730119999999999,2.5907562500000001]
[0.13,10,20.602249999999998,30,16.796749999999999,0.03,1.6366800000000004,1.6704500000000002]
[0.13,10,23.548500000000001,30,25.22625,0.105,20.049329999999998,2.0968]
[0.13,10,23.6965,30,25.77975,0.12,26.186880000000006,2.1185999999999998]
[0.12,-30,32.405999999999999,70,23.672000000000001,4.4999999999999998E-2,3.6825299999999999,8.7448999999999995]
[0.12,-30,41.341999999999999,70,50.773000000000003,0.12,26.186880000000006,9.6720000000000006]
[0.12,-20,41.847000000000001,70,43.3035,7.4999999999999997E-2,10.22925,8.3906499999999991]
[0.12,-20,45.552500000000002,70,56.046000000000006,0.15,40.917000000000002,8.7449499999999993]
[0.12,-15,32.883249999999997,70,16.6004,0.03,1.6366800000000004,6.7321249999999999]
[0.12,-15,40.389375000000001,70,35.037875,5.2499999999999998E-2,5.1146250000000002,7.5629500000000007]
[0.12,-15,43.232249999999993,70,43.441625000000002,7.1250000000000008E-2,9.3086175000000004,7.8653062499999988]
[0.12,-15,45.057062500000001,70,49.407062499999995,9.375E-2,16.059922499999999,8.0582250000000002]
[0.12,-15,45.985125000000004,70,52.633749999999999,0.11249999999999999,23.118105,8.1560624999999991]
[0.12,-15,46.647500000000008,70,55.016124999999995,0.13125000000000001,31.40379750000001,8.2258874999999989]
[0.12,-15,46.954625000000007,70,56.143875000000001,0.14250000000000002,37.029885000000007,8.2426749999999984]
[0.12,-10,38.242999999999995,70,26.491999999999997,3.7499999999999999E-2,2.659605,6.6377500000000005]
[0.12,-10,39.643000000000001,70,29.825999999999997,4.1249999999999995E-2,3.1710674999999999,6.7962249999999997]
[0.12,-10,43.848999999999997,70,41.146000000000001,0.06,6.5467200000000014,7.2568999999999999]
[0.12,-10,45.781750000000002,70,47.257499999999993,7.8749999999999987E-2,11.3544675,7.4635249999999989]
[0.12,-10,47.178250000000006,70,51.989999999999995,0.10125000000000001,18.719527499999998,7.6124749999999999]
[0.12,-10,47.942,70,54.707999999999998,0.12,26.186880000000006,7.6938999999999993]
[0.12,-10,48.470750000000002,70,56.653500000000001,0.13875000000000001,35.08632750000001,7.7429249999999996]
[0.12,-7.5,29.831125,70,11.179712500000001,2.2602999999999998E-2,1.0285831143452056,5.2632124999999998]
[0.12,-7.5,42.721343750000003,70,36.263781249999994,4.8750000000000002E-2,4.3985775,6.8070124999999999]
[0.12,-7.5,45.555187500000002,70,44.581625000000003,6.7500000000000004E-2,8.3879850000000005,7.1124062499999994]
[0.12,-7.5,47.146656249999999,70,49.739249999999998,8.6249999999999993E-2,13.6049025,7.2829687500000002]
[0.12,-7.5,48.154375000000002,70,53.20975,0.105,20.049329999999998,7.3906875000000003]
[0.12,-7.5,48.918500000000002,70,55.976875,0.1275,29.664825000000008,7.4724500000000003]
[0.12,-7.5,49.385531250000007,70,57.71140625000001,0.14624999999999999,38.973442500000004,7.5011000000000001]
[0.12,-7.5,49.470250000000007,70,58.028500000000008,0.15,40.917000000000002,7.5030625000000004]
[0.12,-5,37.823250000000002,70,23.009250000000002,0.03,1.6366800000000004,5.9198500000000003]
[0.12,-5,43.698187499999996,70,37.371062500000001,4.8750000000000002E-2,4.3985775,6.5837749999999993]
[0.12,-5,47.9660625,70,50.403999999999996,8.6249999999999993E-2,13.6049025,7.0441625000000005]
[0.12,-5,48.399437499999998,70,51.881187499999996,9.375E-2,16.059922499999999,7.0906812500000003]
[0.12,-5,49.203500000000005,70,54.719874999999995,0.11249999999999999,23.118105,7.1769249999999998]
[0.12,-5,49.879750000000001,70,57.194249999999997,0.13500000000000001,33.142770000000013,7.2495250000000002]
[0.12,-2.5,26.301375,70,5.4239999999999995,1.51932E-2,0.41977921551852798,4.1170999999999998]
[0.12,-2.5,41.529499999999999,70,30.637062500000003,3.7499999999999999E-2,2.659605,6.0057812500000001]
[0.12,-2.5,45.933843750000001,70,42.090531249999998,5.6249999999999994E-2,5.8306725000000004,6.4972374999999998]
[0.12,-2.5,48.051875000000003,70,48.603124999999999,7.4999999999999997E-2,10.22925,6.7262499999999994]
[0.12,-2.5,49.375562500000001,70,53.100937500000001,9.7500000000000003E-2,17.389724999999999,6.8688937499999998]
[0.12,-2.5,49.849062500000002,70,54.774656249999992,0.10874999999999999,21.583717499999999,6.9198625000000007]
[0.12,-2.5,50.706781249999999,70,57.924656249999998,0.13875000000000001,35.08632750000001,7.0056750000000001]
[0.12,-2.5,50.7854375,70,58.220937500000005,0.14250000000000002,37.029885000000007,7.0075124999999998]
[0.12,0,45.046499999999995,70,37.843000000000004,4.4999999999999998E-2,3.6825299999999999,6.0713499999999998]
[0.12,0,51.3765,70,58.0625,0.13500000000000001,33.142770000000013,6.7581499999999997]
[0.12,2.5,48.372750000000003,70,45.730375000000002,0.06,6.5467200000000014,6.1047124999999998]
[0.12,2.5,52.124875000000003,70,58.496625000000002,0.13500000000000001,33.142770000000013,6.5124624999999998]
[0.12,5,50.594750000000005,70,50.857250000000001,7.4999999999999997E-2,10.22925,6.0181000000000004]
[0.12,5,53.151499999999999,70,59.991,0.15,40.917000000000002,6.2733749999999997]
[0.12,10,53.08,70,55.07,0.09,14.730119999999999,5.6331000000000007]
[0.12,-30,19.0625,60,2.8716499999999998,0.03,1.6366800000000004,7.2133500000000002]
[0.12,-30,32.872,60,40.129999999999995,0.105,20.049329999999998,8.7398499999999988]
[0.12,-20,29.838250000000002,60,22.705249999999999,4.4999999999999998E-2,3.6825299999999999,7.0374499999999998]
[0.12,-20,36.882750000000001,60,44.463499999999996,0.12,26.186880000000006,7.8117999999999999]
[0.12,-15,20.278224999999999,60,2.8231687500000002,2.2642056250000001E-2,1.0307514876932466,5.1495999999999995]
[0.12,-15,23.512425,60,7.7045406250000008,2.6321028125E-2,1.3337157438466236,5.5625374999999995]
[0.12,-15,32.008625000000002,60,25.094625000000001,4.4999999999999998E-2,3.6825299999999999,6.5865749999999998]
[0.12,-15,35.448999999999998,60,35.081062500000002,6.7500000000000004E-2,8.3879850000000005,6.9692124999999994]
[0.12,-15,36.755312500000002,60,39.26,8.249999999999999E-2,12.479685,7.1135249999999992]
[0.12,-15,38.143812499999996,60,44.001656249999996,0.10874999999999999,21.583717499999999,7.2666031249999996]
[0.12,-15,38.868125000000006,60,46.610624999999999,0.13125000000000001,31.40379750000001,7.3464031250000001]
[0.12,-15,39.307874999999996,60,48.238125000000004,0.15,40.917000000000002,7.3659749999999997]
[{"$f":"(A6067+A6557)/2","v":0.12},-10,29.308,60,15.824000000000002,0.03,1.6366800000000004,5.5628500000000001]
[0.12,-10,35.40475,60,30.990749999999998,5.2499999999999998E-2,5.1146250000000002,6.2735250000000002]
[0.12,-10,37.721374999999995,60,37.932874999999996,7.1250000000000008E-2,9.3086175000000004,6.5329625]
[0.12,-10,39.211750000000002,60,42.872999999999998,9.375E-2,16.059922499999999,6.6990249999999989]
[0.12,-10,39.970749999999995,60,45.549499999999995,0.11249999999999999,23.118105,6.7835000000000001]
[0.12,-10,40.416250000000005,60,47.169499999999999,0.1275,29.664825000000008,6.8331]
[0.12,-10,40.687624999999997,60,48.174125000000004,0.13875000000000001,35.08632750000001,6.856562499999999]
[0.12,-7.5,21.757906249999998,60,4.1890437499999997,1.8931621874999999E-2,0.72604287499858833,4.2377640625000002]
[0.12,-7.5,34.013890625000002,60,25.853562499999999,4.1249999999999995E-2,3.1710674999999999,5.7752687500000004]
[0.12,-7.5,37.542437499999998,60,35.422750000000008,0.06,6.5467200000000014,6.1789000000000005]
[0.12,-7.5,39.170781249999997,60,40.609124999999999,7.8749999999999987E-2,11.3544675,6.3608562499999994]
[0.12,-7.5,40.349078124999998,60,44.632500000000007,0.10125000000000001,18.719527499999998,6.4924015624999996]
[0.12,-7.5,40.994749999999996,60,46.945875000000001,0.12,26.186880000000006,6.5645249999999997]
[0.12,-7.5,41.442250000000001,60,48.6030625,0.13875000000000001,35.08632750000001,6.6079578125000005]
[0.12,-5,28.883687500000001,60,14.770512500000001,2.6305756249999999E-2,1.3328700841948224,4.8011343750000002]
[0.12,-5,36.191625000000002,60,29.842874999999999,4.4999999999999998E-2,3.6825299999999999,5.6907499999999995]
[0.12,-5,39.125375000000005,60,38.4720625,6.7500000000000004E-2,8.3879850000000005,6.0216250000000002]
[0.12,-5,40.458812499999993,60,42.825125,8.6249999999999993E-2,13.6049025,6.1710124999999998]
[0.12,-5,41.304000000000002,60,45.758624999999995,0.105,20.049329999999998,6.2655874999999996]
[0.12,-5,41.419875000000005,60,46.178281249999998,0.10874999999999999,21.583717499999999,6.2785781249999992]
[0.12,-5,41.946624999999997,60,48.100312500000001,0.1275,29.664825000000008,6.3375874999999997]
[0.12,-5,42.410250000000005,60,49.837875000000004,0.15,40.917000000000002,6.3645375]
[0.12,-2.5,32.882874999999999,60,20.6238125,0.03,1.6366800000000004,4.9585000000000008]
[0.12,-2.5,37.740031250000001,60,32.585046875000003,4.8750000000000002E-2,4.3985775,5.5297062500000003]
[0.12,-2.5,40.6520625,60,41.3551875,7.4999999999999997E-2,10.22925,5.8584499999999995]
[{"$f":"(A6195+A6685)/2","v":0.12},-2.5,41.647703125,60,44.737124999999999,9.375E-2,16.059922499999999,5.9703015624999995]
[0.12,-2.5,42.318249999999999,60,47.122156249999996,0.11249999999999999,23.118105,6.0456031249999995]
[0.12,-2.5,42.883375000000001,60,49.202812499999993,0.13500000000000001,33.142770000000013,6.1090874999999993]
[{"$f":"(A6211+A6701)/2","v":0.12},0,23.695,60,6.4764499999999998,1.518475E-2,0.41932667700829734,3.4476249999999999]
[0.12,0,42.888499999999993,60,46.872749999999996,0.105,20.049329999999998,5.7756749999999997]
[0.12,2.5,35.266125000000002,60,23.823687499999998,0.03,1.6366800000000004,4.5556000000000001]
[0.12,2.5,41.1901875,60,39.123750000000001,0.06,6.5467200000000014,5.2491000000000003]
[0.12,2.5,44.398625000000003,60,50.081687500000001,0.13500000000000001,33.142770000000013,5.6120125000000005]
[0.12,5,42.102125000000001,60,40.048999999999999,0.06,6.5467200000000014,5.0166499999999994]
[0.12,5,45.15625,60,50.521124999999998,0.13500000000000001,33.142770000000013,5.3634749999999993]
[0.12,10,44.930499999999995,60,45.150500000000001,7.4999999999999997E-2,10.22925,4.6667000000000005]
[0.12,10,46.884,60,52.222499999999997,0.15,40.917000000000002,4.8717000000000006]
[0.12,-30,24.337,50,29.315999999999999,0.09,14.730119999999999,7.7921000000000005]
[0.12,-20,6.2343000000000002,50,-12.6167,1.533615E-2,0.42771571249317003,4.0784500000000001]
[0.12,-20,27.911000000000001,50,31.948999999999998,0.09,14.730119999999999,6.8008000000000006]
[0.12,-15,9.6476500000000005,50,-8.1150500000000001,1.5323175E-2,0.42699198515868902,3.7656749999999999]
[0.12,-15,24.002624999999998,50,16.693793749999998,4.1249999999999995E-2,3.1710674999999999,5.6328812499999996]
[0.12,-15,27.769624999999998,50,27.031062500000001,6.3750000000000001E-2,7.4673525000000005,6.0804937499999996]
[0.12,-15,29.246625000000002,50,31.759375000000002,8.249999999999999E-2,12.479685,6.2525875000000006]
[0.12,-15,30.177249999999997,50,34.932749999999999,0.10125000000000001,18.719527499999998,6.3608937500000007]
[0.12,-15,30.336999999999996,50,35.488500000000002,0.105,20.049329999999998,6.3794750000000002]
[0.12,-15,30.90475,50,37.530874999999995,0.12375,27.925852500000005,6.4455562499999992]
[0.12,-15,31.326625,50,39.088749999999997,0.14250000000000002,37.029885000000007,6.4812874999999996]
[0.12,-10,20.644999999999996,50,7.9646499999999998,2.6327549999999998E-2,1.3340770644560522,4.4668999999999999]
[0.12,-10,29.411999999999999,50,27.849,0.06,6.5467200000000014,5.5658000000000003]
[0.12,-10,30.348750000000003,50,30.817499999999999,7.1250000000000008E-2,9.3086175000000004,5.6759000000000004]
[0.12,-10,31.484999999999999,50,34.582000000000001,0.09,14.730119999999999,5.8094999999999999]
[0.12,-10,32.176499999999997,50,37.022750000000002,0.10874999999999999,21.583717499999999,5.8907749999999997]
[0.12,-10,32.754000000000005,50,39.1325,0.13125000000000001,31.40379750000001,5.9586500000000004]
[0.12,-10,33.103999999999999,50,40.450000000000003,0.15,40.917000000000002,5.9752999999999998]
[0.12,-7.5,25.356281249999999,50,15.822468749999999,3.3750000000000002E-2,2.1481425000000001,4.7250031250000006]
[0.12,-7.5,29.328937500000002,50,25.889375000000001,5.2499999999999998E-2,5.1146250000000002,5.2119625000000003]
[0.12,-7.5,31.226343749999998,50,31.625968749999998,7.1250000000000008E-2,9.3086175000000004,5.4367968749999998]
[0.12,-7.5,31.524750000000001,50,32.573749999999997,7.4999999999999997E-2,10.22925,5.4719499999999996]
[0.12,-7.5,32.590624999999996,50,36.212562500000004,9.7500000000000003E-2,17.389724999999999,5.5975874999999995]
[0.12,-7.5,33.180187500000002,50,38.321937500000004,0.11624999999999999,24.652492500000001,5.6671218749999994]
[0.12,-7.5,33.668406250000004,50,40.12890625,0.13875000000000001,35.08632750000001,5.7187406250000006]
[0.12,-5,18.582374999999999,50,4.3877125000000001,1.8934837499999999E-2,0.72623096359058104,3.4908437500000002]
[0.12,-5,28.393687500000002,50,21.897812500000001,4.1249999999999995E-2,3.1710674999999999,4.7513687500000001]
[0.12,-5,31.250249999999998,50,29.716250000000002,0.06,6.5467200000000014,5.0968750000000007]
[0.12,-5,32.576187500000003,50,33.975750000000005,7.8749999999999987E-2,11.3544675,5.2534875000000003]
[0.12,-5,33.537499999999994,50,37.287937499999998,0.10125000000000001,18.719527499999998,5.3671124999999993]
[0.12,-5,34.065750000000001,50,39.195250000000001,0.12,26.186880000000006,5.4296249999999997]
[0.12,-5,34.492874999999998,50,40.793624999999999,0.14250000000000002,37.029885000000007,5.4688374999999994]
[0.12,-2.5,24.5279375,50,13.250031249999999,2.6303643750000001E-2,1.3327569495672646,3.9120218750000002]
[0.12,-2.5,30.350250000000003,50,25.372374999999998,4.4999999999999998E-2,3.6825299999999999,4.6443624999999997]
[0.12,-2.5,30.805031249999999,50,26.691749999999999,4.8750000000000002E-2,4.3985775,4.6988750000000001]
[0.12,-2.5,32.710812500000003,50,32.378562500000001,6.7500000000000004E-2,8.3879850000000005,4.92653125]
[0.12,-2.5,33.78784375,50,35.925249999999998,8.6249999999999993E-2,13.6049025,5.0541562500000001]
[0.12,-2.5,34.565437499999994,50,38.663187499999992,0.10874999999999999,21.583717499999999,5.1463718749999998]
[0.12,-2.5,34.993125000000006,50,40.234812499999997,0.1275,29.664825000000008,5.1971124999999994]
[0.12,0,27.945500000000003,50,18.253,0.03,1.6366800000000004,3.9952000000000001]
[0.12,0,34.793499999999995,50,37.180999999999997,0.09,14.730119999999999,4.8305999999999996]
[0.12,2.5,21.050375000000003,50,7.5137249999999991,1.5150825E-2,0.41746749189895804,2.7900875000000003]
[0.12,2.5,36.073624999999993,50,39.446874999999999,0.105,20.049329999999998,4.6400000000000006]
[0.12,5,30.331750000000003,50,21.467500000000001,0.03,1.6366800000000004,3.5903499999999999]
[0.12,5,36.874749999999992,50,40.010249999999999,0.105,20.049329999999998,4.3924000000000003]
[0.12,10,35.408999999999999,50,31.312999999999999,4.4999999999999998E-2,3.6825299999999999,3.5238]
[0.12,10,38.756999999999998,50,42.177999999999997,0.12,26.186880000000006,3.9312]
[0.12,10,38.972999999999999,50,43.000999999999998,0.13500000000000001,33.142770000000013,3.9574000000000003]
[0.12,-30,8.8859999999999992,30,11.23,7.4999999999999997E-2,10.22925,5.8858000000000006]
[0.12,-30,11.432,30,20.106999999999999,0.15,40.917000000000002,6.1790000000000003]
[0.12,-20,13.37505,30,16.759999999999998,0.09,14.730119999999999,4.98245]
[0.12,-15,1.4659749999999998,30,-10.537800000000001,1.5111425000000001E-2,0.41531260783675039,2.5831749999999998]
[0.12,-15,9.733281250000001,30,2.78345625,3.3750000000000002E-2,2.1481425000000001,3.7637187499999998]
[0.12,-15,13.22456875,30,11.824200000000001,5.6249999999999994E-2,5.8306725000000004,4.2241437499999996]
[0.12,-15,14.564999999999998,30,15.981999999999999,7.4999999999999997E-2,10.22925,4.3963749999999999]
[0.12,-15,15.4146375,30,18.888749999999998,9.7500000000000003E-2,17.389724999999999,4.5054499999999997]
[0.12,-15,15.8864375,30,20.578937499999999,0.11624999999999999,24.652492500000001,4.5660499999999997]
[0.12,-15,16.2771875,30,22.029624999999996,0.13875000000000001,35.08632750000001,4.6111625000000007]
[0.12,-10,8.1561500000000002,30,-0.94060000000000032,2.2512299999999999E-2,1.0235965890518162,2.7561999999999998]
[0.12,-10,13.5595,30,9.1735499999999988,4.1249999999999995E-2,3.1710674999999999,3.51945]
[0.12,-10,14.238,30,10.834,4.4999999999999998E-2,3.6825299999999999,3.6109]
[0.12,-10,15.834,30,15.560499999999999,6.3750000000000001E-2,7.4673525000000005,3.8192750000000002]
[0.12,-10,16.733499999999999,30,18.506999999999998,8.249999999999999E-2,12.479685,3.9356]
[0.12,-10,17.399999999999999,30,20.84,0.105,20.049329999999998,4.0220000000000002]
[0.12,-10,17.748249999999999,30,22.12275,0.12375,27.925852500000005,4.0672250000000005]
[0.12,-10,18.007000000000001,30,23.102,0.14250000000000002,37.029885000000007,4.0917500000000002]
[0.12,-7.5,13.987375,30,8.9263374999999989,3.7499999999999999E-2,2.659605,3.2131999999999996]
[0.12,-7.5,15.5823125,30,12.989625,4.8750000000000002E-2,4.3985775,3.4266125000000001]
[0.12,-7.5,17.14015625,30,17.721281249999997,7.1250000000000008E-2,9.3086175000000004,3.6295906250000001]
[0.12,-7.5,17.850250000000003,30,20.111375000000002,0.09,14.730119999999999,3.7216875000000003]
[0.12,-7.5,18.284281249999999,30,21.66678125,0.10874999999999999,21.583717499999999,3.7780812500000001]
[0.12,-7.5,18.646999999999998,30,23.014812500000001,0.13125000000000001,31.40379750000001,3.8253218749999998]
[0.12,-7.5,18.868000000000002,30,23.858000000000004,0.15,40.917000000000002,3.8369625000000003]
[0.12,-5,8.0429749999999984,30,-1.5330500000000005,1.5084500000000001E-2,0.41381254152998936,1.9974750000000001]
[0.12,-5,14.501999999999999,30,8.8874874999999989,3.3750000000000002E-2,2.1481425000000001,2.9189125000000002]
[0.12,-5,17.486750000000001,30,16.79175,0.06,6.5467200000000014,3.3156750000000001]
[0.12,-5,18.331500000000002,30,19.540812500000001,7.8749999999999987E-2,11.3544675,3.4252562500000003]
[0.12,-5,18.861750000000001,30,21.38325,9.7500000000000003E-2,17.389724999999999,3.4942375000000001]
[0.12,-5,19.222687499999999,30,22.693937500000001,0.11624999999999999,24.652492500000001,3.5412625000000002]
[0.12,-5,19.521437500000001,30,23.818875000000002,0.13875000000000001,35.08632750000001,3.5762874999999998]
[0.12,-2.5,11.028578124999997,30,2.8170937499999993,1.8835837500000001E-2,0.72076666743237605,2.0560687500000001]
[0.12,-2.5,16.7485,30,13.100718749999999,4.1249999999999995E-2,3.1710674999999999,2.8571062500000002]
[0.12,-2.5,18.417124999999999,30,17.741624999999999,0.06,6.5467200000000014,3.0773125000000001]
[0.12,-2.5,19.199375000000003,30,20.29296875,7.8749999999999987E-2,11.3544675,3.1790093750000001]
[0.12,-2.5,19.690375,30,22.002875,9.7500000000000003E-2,17.389724999999999,3.2430312500000005]
[0.12,-2.5,20.128749999999997,30,23.608312500000004,0.12375,27.925852500000005,3.3003218749999998]
[0.12,-2.5,20.3374375,30,24.402875000000002,0.14250000000000002,37.029885000000007,3.3202250000000002]
[0.12,-2.5,20.373718750000002,30,24.542437500000002,0.14624999999999999,38.973442500000004,3.3212562500000002]
[0.12,0,19.3475,30,18.691499999999998,0.06,6.5467200000000014,2.8389500000000001]
[0.12,0,21.181000000000001,30,25.094000000000001,0.15,40.917000000000002,3.0649500000000005]
[0.12,2.5,20.841749999999998,30,21.47475,7.4999999999999997E-2,10.22925,2.6742749999999997]
[0.12,2.5,21.951999999999998,30,25.506,0.15,40.917000000000002,2.8076125000000003]
[0.12,5,22.0565,30,23.428249999999998,0.09,14.730119999999999,2.4736250000000002]
[0.12,5,22.612749999999998,30,25.4895,0.13500000000000001,33.142770000000013,2.5471250000000003]
[0.12,10,24.068999999999999,30,25.978999999999999,0.12,26.186880000000006,2.0185]
[0.11,-30,35.552,70,26.341999999999999,4.4999999999999998E-2,3.6825299999999999,8.2373750000000001]
[0.11,-30,43.789249999999996,70,52.046000000000006,0.12,26.186880000000006,9.0314250000000005]
[0.11,-20,42.495000000000005,70,39.422750000000001,0.06,6.5467200000000014,7.6875624999999994]
[0.11,-20,47.274000000000001,70,55.595124999999996,0.13500000000000001,33.142770000000013,8.1540250000000007]
[0.11,-15,32.222234374999999,70,13.487898437499997,2.6309068749999998E-2,1.3330520566011721,5.9838125000000009]
[0.11,-15,35.871499999999997,70,19.243049999999997,0.03,1.6366800000000004,6.3948187500000007]
[0.11,-15,42.195250000000001,70,35.073359374999995,4.8750000000000002E-2,4.3985775,7.0427968750000005]
[0.11,-15,45.516578124999995,70,45.103718749999999,7.1250000000000008E-2,9.3086175000000004,7.3713109374999988]
[0.11,-15,47.191531249999997,70,50.738828124999998,9.375E-2,16.059922499999999,7.5364031249999996]
[0.11,-15,48.040812500000001,70,53.774156249999997,0.11249999999999999,23.118105,7.6199999999999992]
[0.11,-15,48.7545,70,56.414812499999996,0.13500000000000001,33.142770000000013,7.6902625000000002]
[0.11,-10,24.495000000000001,70,0.5679749999999999,1.520295E-2,0.42031753042717196,4.4379249999999999]
[0.11,-10,40.856749999999998,70,28.791249999999998,3.7499999999999999E-2,2.659605,6.2786125000000004]
[0.11,-10,45.427687499999998,70,41.000062499999999,5.6249999999999994E-2,5.8306725000000004,6.7473437499999998]
[0.11,-10,47.603999999999999,70,47.841250000000002,7.4999999999999997E-2,10.22925,6.9644499999999994]
[0.11,-10,48.957250000000002,70,52.531499999999994,9.7500000000000003E-2,17.389724999999999,7.0992499999999996]
[0.11,-10,49.701687500000006,70,55.234937500000001,0.11624999999999999,24.652492500000001,7.1733687499999998]
[0.11,-10,50.315062499999996,70,57.541437500000001,0.13875000000000001,35.08632750000001,7.2282312500000003]
[0.11,-10,50.395125,70,57.848374999999997,0.14250000000000002,37.029885000000007,7.2299625000000001]
[0.11,-7.5,32.678953125,70,13.283567187500001,2.2596623437499998E-2,1.0282315954789938,5.0569171874999999]
[0.11,-7.5,44.398343749999995,70,36.379093749999996,4.4999999999999998E-2,3.6825299999999999,6.3445499999999999]
[0.11,-7.5,47.273953125000006,70,44.962382812500003,6.3750000000000001E-2,7.4673525000000005,6.6329476562499998]
[0.11,-7.5,48.862828125,70,50.205578125000002,8.249999999999999E-2,12.479685,6.791765625]
[0.11,-7.5,50.026875000000004,70,54.305406249999997,0.105,20.049329999999998,6.90804375]
[0.11,-7.5,50.822617187500001,70,57.271945312500002,0.13125000000000001,31.40379750000001,6.9876046874999993]
[0.11,-7.5,51.151703125000012,70,58.531023437500011,0.14624999999999999,38.973442500000004,7.0023562500000001]
[0.11,-5,40.425375000000003,70,25.333437500000002,0.03,1.6366800000000004,5.6234999999999999]
[0.11,-5,45.920609374999998,70,39.268593749999994,4.8750000000000002E-2,4.3985775,6.1973953124999994]
[0.11,-5,48.800281249999998,70,48.093234374999994,7.1250000000000008E-2,9.3086175000000004,6.4868671874999997]
[0.11,-5,50.087062500000002,70,52.4609375,0.09,14.730119999999999,6.6159499999999998]
[0.11,-5,50.865265625000006,70,55.270531249999991,0.10874999999999999,21.583717499999999,6.6939359374999992]
[0.11,-5,50.986781250000007,70,55.721249999999998,0.11249999999999999,23.118105,6.7061343749999995]
[0.11,-5,51.510921874999994,70,57.688953124999998,0.13125000000000001,31.40379750000001,6.7587406250000006]
[0.11,-2.5,41.521562500000002,70,26.847031250000001,0.03,1.6366800000000004,5.4329125000000005]
[0.11,-2.5,43.877796875000001,70,32.715906250000003,3.7499999999999999E-2,2.659605,5.68073125]
[0.11,-2.5,47.980335937500001,70,43.762828124999999,5.6249999999999994E-2,5.8306725000000004,6.1049570312500006]
[0.11,-2.5,50.155804687500002,70,50.727523437499997,7.8749999999999987E-2,11.3544675,6.3241203124999998]
[0.11,-2.5,51.144484375000005,70,54.194812499999998,9.7500000000000003E-2,17.389724999999999,6.423640625]
[0.11,-2.5,51.811601562500002,70,56.640484375,0.11624999999999999,24.652492500000001,6.49081484375]
[0.11,-2.5,52.361203125000003,70,58.727023437500002,0.13875000000000001,35.08632750000001,6.5405375000000001]
[0.11,0,42.617750000000001,70,28.360624999999999,0.03,1.6366800000000004,5.2423250000000001]
[0.11,0,52.627375000000001,70,57.529125000000001,0.12,26.186880000000006,6.2746874999999989]
[0.11,2.5,32.163593750000004,70,11.464553124999998,1.5154434374999999E-2,0.4176458330812477,3.7470343750000001]
[0.11,2.5,53.659062500000005,70,59.259187499999996,0.13500000000000001,33.142770000000013,6.0806093749999999]
[0.11,2.5,53.923999999999999,70,60.292093749999999,0.15,40.917000000000002,6.086471875]
[0.11,5,52.259250000000009,70,52.061875000000001,7.4999999999999997E-2,10.22925,5.6386375000000006]
[0.11,5,54.597749999999998,70,60.6580625,0.15,40.917000000000002,5.8570812500000002]
[0.11,10,54.534750000000003,70,56.027749999999997,0.09,14.730119999999999,5.2713500000000009]
[{"$f":"(A6986+A7476)/2","v":0.11},-30,6.9847250000000001,60,-18.350574999999999,1.5332624999999999E-2,0.42752102770684142,5.1308749999999996]
[0.11,-30,35.135874999999999,60,41.418624999999999,0.105,20.049329999999998,8.172699999999999]
[0.11,-20,26.991124999999997,60,11.8120125,0.03,1.6366800000000004,6.0728312500000001]
[0.11,-20,39.561500000000002,60,48.266750000000002,0.15,40.917000000000002,7.3501750000000001]
[0.11,-15,26.1866234375,60,9.8630726562499991,2.6317961718749998E-2,1.3335454762901322,5.3126398437500004]
[0.11,-15,34.306343750000003,60,27.073531250000002,4.4999999999999998E-2,3.6825299999999999,6.2106281249999995]
[0.11,-15,37.495031249999997,60,36.608859375000002,6.7500000000000004E-2,8.3879850000000005,6.5399843749999995]
[0.11,-15,38.937335937500002,60,41.380453125000003,8.6249999999999993E-2,13.6049025,6.6884203124999999]
[0.11,-15,39.849062500000002,60,44.582125000000005,0.105,20.049329999999998,6.7821906249999993]
[0.11,-15,39.973921875000002,60,45.038898437500002,0.10874999999999999,21.583717499999999,6.7950437499999996]
[0.11,-15,40.541250000000005,60,47.130156249999999,0.1275,29.664825000000008,6.8534249999999997]
[0.11,-15,40.963546875000006,60,48.7258984375,0.14624999999999999,38.973442500000004,6.8783726562499998]
[0.11,-10,28.7698125,60,13.267253125,2.6312896874999998E-2,1.3332638827446059,4.9418062500000008]
[0.11,-10,37.440375000000003,60,32.680875,5.2499999999999998E-2,5.1146250000000002,5.9045624999999999]
[{"$f":"(A7059+A7549)/2","v":0.11},-10,39.918750000000003,60,40.383125,7.4999999999999997E-2,10.22925,6.1626250000000002]
[0.11,-10,40.954374999999999,60,43.967500000000001,9.375E-2,16.059922499999999,6.2702937499999996]
[0.11,-10,41.650437499999995,60,46.487625000000001,0.11249999999999999,23.118105,6.3426624999999994]
[{"$f":"(A7075+A7565)/2","v":0.11},-10,42.236375000000002,60,48.681624999999997,0.13500000000000001,33.142770000000013,6.4036124999999995]
[0.11,-7.5,21.418171875000002,60,1.3273703125000003,1.52351E-2,0.42210593181680411,3.7649656250000003]
[0.11,-7.5,35.027984375000003,60,24.966765625000001,3.7499999999999999E-2,2.659605,5.3368093750000005]
[0.11,-7.5,38.867878906249999,60,35.288175781250004,5.6249999999999994E-2,5.8306725000000004,5.7477687500000005]
[{"$f":"(A7095+A7585)/2","v":0.11},-7.5,40.381437500000004,60,40.047066406249996,7.1250000000000008E-2,9.3086175000000004,5.905705078125]
[0.11,-7.5,41.126851562499994,60,42.553578125000001,8.249999999999999E-2,12.479685,5.9833890625000006]
[0.11,-7.5,41.997542968749997,60,45.621234375,0.10125000000000001,18.719527499999998,6.0741429687499995]
[0.11,-7.5,42.589453124999999,60,47.797671875000006,0.12,26.186880000000006,6.135915625]
[0.11,-7.5,43.066828125000001,60,49.615531250000004,0.14250000000000002,37.029885000000007,6.1746296875000004]
[0.11,-5,28.433968750000002,60,12.261254687500001,2.2609306249999999E-2,1.0289381663275929,4.2679546875000005]
[0.11,-5,38.153218750000001,60,31.550531249999999,4.4999999999999998E-2,3.6825299999999999,5.366384375]
[0.11,-5,40.560781249999998,60,38.781867187499998,6.3750000000000001E-2,7.4673525000000005,5.6190054687500002]
[0.11,-5,41.894765625000005,60,43.21003125,8.249999999999999E-2,12.479685,5.7583843749999994]
[0.11,-5,42.979570312500002,60,47.072843749999997,0.10874999999999999,21.583717499999999,5.8718187499999992]
[0.11,-5,43.462093750000001,60,48.879453124999998,0.1275,29.664825000000008,5.9223468749999997]
[0.11,-5,43.82121875,60,50.25809375,0.14624999999999999,38.973442500000004,5.9439390625000001]
[0.11,-2.5,35.027515624999999,60,22.539546874999999,0.03,1.6366800000000004,4.7143046875000003]
[0.11,-2.5,39.580722656250003,60,34.157832031250003,4.8750000000000002E-2,4.3985775,5.2095906250000006]
[0.11,-2.5,40.083304687500004,60,35.6528671875,5.2499999999999998E-2,5.1146250000000002,5.2625296874999998]
[0.11,-2.5,41.977500000000006,60,41.548636718750004,7.1250000000000008E-2,9.3086175000000004,5.4615402343749997]
[0.11,-2.5,43.051515625,60,45.215765625000003,0.09,14.730119999999999,5.5741749999999994]
[0.11,-2.5,43.8034296875,60,47.957390624999995,0.11249999999999999,23.118105,5.6530843750000006]
[0.11,-2.5,44.242359375000007,60,49.613292968749995,0.13125000000000001,31.40379750000001,5.6992007812499992]
[0.11,0,36.127437499999999,60,24.061687499999998,0.03,1.6366800000000004,4.5227062500000006]
[0.11,0,44.326624999999993,60,47.719812499999996,0.105,20.049329999999998,5.4027000000000003]
[0.11,2.5,37.227359374999999,60,25.583828124999997,0.03,1.6366800000000004,4.3311078125]
[0.11,2.5,45.424265624999997,60,49.633859375,0.12,26.186880000000006,5.2130281249999992]
[0.11,5,41.852906249999997,60,35.999593750000003,4.4999999999999998E-2,3.6825299999999999,4.5274531250000001]
[0.11,5,46.132968749999996,60,50.092906249999999,0.12,26.186880000000006,4.9823062499999997]
[0.11,10,45.273625000000003,60,42.988250000000001,0.06,6.5467200000000014,4.2769624999999998]
[0.11,10,47.795000000000002,60,51.963875000000002,0.13500000000000001,33.142770000000013,4.5471624999999998]
[0.11,-30,15.722,50,1.2483500000000003,0.03,1.6366800000000004,6.1478750000000009]
[0.11,-30,26.417749999999998,50,30.620249999999999,0.09,14.730119999999999,7.3002250000000011]
[0.11,-20,8.8268500000000003,50,-11.07785,1.5314612500000001E-2,0.42651763630306122,3.9671375000000002]
[0.11,-20,30.345749999999995,50,35.347000000000001,0.105,20.049329999999998,6.4410124999999994]
[0.11,-15,14.758287500000002,50,-2.369434375,1.89805640625E-2,0.72875668793727555,3.9901765625000007]
[0.11,-15,24.980843749999998,50,15.823231249999999,3.7499999999999999E-2,2.659605,5.2073062500000002]
[0.11,-15,29.250812500000002,50,27.385375,0.06,6.5467200000000014,5.6804687500000002]
[0.11,-15,30.724906249999997,50,32.180578124999997,7.8749999999999987E-2,11.3544675,5.8403781250000009]
[0.11,-15,31.790937499999998,50,35.890406249999998,0.10125000000000001,18.719527499999998,5.9560609375000002]
[0.11,-15,32.544499999999999,50,38.6535625,0.1275,29.664825000000008,6.0378999999999996]
[0.11,-15,32.847437499999998,50,39.80046875,0.14250000000000002,37.029885000000007,6.0593906249999998]
[0.11,-10,22.741124999999997,50,9.6628250000000016,2.6325056249999999E-2,1.3339383828824185,4.2706249999999999]
[0.11,-10,29.126249999999999,50,23.37575,4.4999999999999998E-2,3.6825299999999999,5.0191499999999998]
[0.11,-10,29.6141875,50,24.822687500000001,4.8750000000000002E-2,4.3985775,5.0729312499999999]
[0.11,-10,31.655749999999998,50,31.044249999999998,6.7500000000000004E-2,8.3879850000000005,5.2975375000000007]
[0.11,-10,32.803687499999995,50,34.893937500000007,8.6249999999999993E-2,13.6049025,5.4233312499999995]
[0.11,-10,33.629999999999995,50,37.851937500000005,0.10874999999999999,21.583717499999999,5.51399375]
[0.11,-10,34.083500000000001,50,39.544874999999998,0.1275,29.664825000000008,5.5638124999999992]
[0.11,-10,34.481999999999999,50,41.074250000000006,0.15,40.917000000000002,5.5865499999999999]
[0.11,-7.5,27.259179687500001,50,17.502375000000001,3.3750000000000002E-2,2.1481425000000001,4.4876078125000003]
[0.11,-7.5,30.990875000000003,50,27.269390625,5.2499999999999998E-2,5.1146250000000002,4.9107765625000006]
[0.11,-7.5,33.027687499999999,50,33.644281249999992,7.4999999999999997E-2,10.22925,5.1350749999999996]
[0.11,-7.5,33.882203125000004,50,36.621515625000001,9.375E-2,16.059922499999999,5.2290468749999999]
[0.11,-7.5,34.457249999999995,50,38.717656250000005,0.11249999999999999,23.118105,5.2923578125000006]
[0.11,-7.5,34.94259375,50,40.544375000000002,0.13500000000000001,33.142770000000013,5.3457906249999994]
[0.11,-5,18.318249999999999,50,2.0835999999999997,1.5253681250000001E-2,0.42314381382156913,3.0984437500000004]
[0.11,-5,20.596140624999997,50,5.738043750000001,1.8940260937500002E-2,0.72652786036617689,3.3709093750000001]
[0.11,-5,31.434937500000004,50,26.944140625000003,4.8750000000000002E-2,4.3985775,4.6455296874999998]
[0.11,-5,32.768999999999998,50,30.9191875,0.06,6.5467200000000014,4.7934625000000004]
[0.11,-5,34.168125000000003,50,35.565531250000006,8.249999999999999E-2,12.479685,4.9475374999999993]
[0.11,-5,34.880843749999997,50,38.09434375,0.10125000000000001,18.719527499999998,5.0261687500000001]
[0.11,-5,35.366500000000002,50,39.890749999999997,0.12,26.186880000000006,5.0798562499999997]
[0.11,-5,35.758624999999995,50,41.392968749999994,0.14250000000000002,37.029885000000007,5.1135249999999992]
[0.11,-2.5,24.181171875,50,11.245906249999999,2.2615204687500001E-2,1.0292694774837587,3.4812000000000003]
[0.11,-2.5,31.922250000000002,50,26.740812499999997,4.4999999999999998E-2,3.6825299999999999,4.3847531249999996]
[0.11,-2.5,33.864890625000001,50,32.618484375000001,6.3750000000000001E-2,7.4673525000000005,4.6006984375000002]
[0.11,-2.5,34.365671875000004,50,34.261390625000004,7.1250000000000008E-2,9.3086175000000004,4.6559828124999996]
[0.11,-2.5,35.825812499999998,50,39.386765624999995,0.10874999999999999,21.583717499999999,4.8175554687500002]
[0.11,-2.5,36.218703125000005,50,40.865624999999994,0.1275,29.664825000000008,4.8611281249999996]
[0.11,-2.5,36.510859375000003,50,41.995242187499997,0.14624999999999999,38.973442500000004,4.8797421875000007]
[0.11,-2.5,36.56371875,50,42.201781249999996,0.15,40.917000000000002,4.8810156249999999]
[0.11,0,35.410249999999998,50,35.802125000000004,7.4999999999999997E-2,10.22925,4.4579000000000004]
[0.11,2.5,22.850125000000002,50,8.61205,1.5183865625000001E-2,0.41928923725941325,2.7032218750000006]
[0.11,2.5,36.795312499999994,50,38.593374999999995,0.09,14.730119999999999,4.2980499999999999]
[0.11,5,24.360750000000003,50,10.7882,1.516059375E-2,0.41800437840536131,2.5714812500000002]
[0.11,5,37.555624999999999,50,39.201999999999998,0.09,14.730119999999999,4.0688250000000004]
[0.11,10,36.582250000000002,50,32.349249999999998,4.4999999999999998E-2,3.6825299999999999,3.3274249999999999]
[0.11,10,39.8765,50,43.453749999999999,0.13500000000000001,33.142770000000013,3.7012499999999999]
[0.11,-30,9.3023749999999996,30,8.5114750000000008,0.06,6.5467200000000014,5.3914]
[0.11,-30,12.60425,30,19.764749999999999,0.13500000000000001,33.142770000000013,5.7784000000000004]
[0.11,-20,14.002875,30,15.332374999999999,7.4999999999999997E-2,10.22925,4.5991875000000002]
[0.11,-20,15.940500000000002,30,22.302624999999999,0.15,40.917000000000002,4.8096375]
[0.11,-15,10.475568750000001,30,2.2413375000000002,0.03,1.6366800000000004,3.4914687500000001]
[0.11,-15,11.935246875000001,30,5.8988968750000002,3.7499999999999999E-2,2.659605,3.6710124999999998]
[0.11,-15,14.502707812500001,30,12.850999999999999,5.6249999999999994E-2,5.8306725000000004,3.9834375000000004]
[0.11,-15,15.898129687499999,30,17.323609374999997,7.8749999999999987E-2,11.3544675,4.1501546875000006]
[0.11,-15,16.540540624999998,30,19.574187500000001,9.7500000000000003E-2,17.389724999999999,4.2270250000000003]
[0.11,-15,16.977109374999998,30,21.169875000000001,0.11624999999999999,24.652492500000001,4.2793234375000004]
[0.11,-15,17.338046875000003,30,22.536312500000001,0.13875000000000001,35.08632750000001,4.3182265624999996]
[0.11,-10,7.8979812499999991,30,-2.5615874999999999,1.8789656250000002E-2,0.71821807073415078,2.43624375]
[0.11,-10,14.7865625,30,10.240950000000002,4.1249999999999995E-2,3.1710674999999999,3.3353250000000001]
[0.11,-10,16.7285,30,15.761749999999999,0.06,6.5467200000000014,3.573175]
[0.11,-10,17.757999999999999,30,19.201124999999998,8.249999999999999E-2,12.479685,3.6972000000000005]
[0.11,-10,18.375249999999998,30,21.40925,0.105,20.049329999999998,3.7718750000000001]
[0.11,-10,18.697187499999998,30,22.6186875,0.12375,27.925852500000005,3.81089375]
[0.11,-10,18.936,30,23.540624999999999,0.14250000000000002,37.029885000000007,3.8320500000000002]
[0.11,-10,18.977499999999999,30,23.702437499999998,0.14624999999999999,38.973442500000004,3.8331500000000003]
[0.11,-7.5,12.418728906249999,30,4.4407796874999992,2.6268462499999999E-2,1.3308148968331301,2.6970109375]
[0.11,-7.5,16.676492187500003,30,13.917328125000001,4.8750000000000002E-2,4.3985775,3.2378828125000001]
[0.11,-7.5,17.950031250000002,30,17.850312500000001,6.7500000000000004E-2,8.3879850000000005,3.3922828125000004]
[0.11,-7.5,18.6705859375,30,20.297898437500002,8.6249999999999993E-2,13.6049025,3.4793351562500003]
[0.11,-7.5,19.380968750000001,30,22.895687500000001,0.12,26.186880000000006,3.5655062499999999]
[0.11,-7.5,19.526726562499999,30,23.456382812500003,0.13125000000000001,31.40379750000001,3.5832742187499997]
[0.11,-7.5,19.730593750000004,30,24.249843750000004,0.15,40.917000000000002,3.5933187500000003]
[0.11,-5,15.63421875,30,9.885512499999999,3.3750000000000002E-2,2.1481425000000001,2.7772625]
[0.11,-5,17.881656249999999,30,15.8479375,5.2499999999999998E-2,5.1146250000000002,3.0552750000000004]
[0.11,-5,19.121625000000002,30,19.778750000000002,7.4999999999999997E-2,10.22925,3.2055375000000002]
[0.11,-5,19.6454375,30,21.626203125,9.375E-2,16.059922499999999,3.2691062500000001]
[0.11,-5,19.999187499999998,30,22.930624999999999,0.11249999999999999,23.118105,3.3121343750000003]
[0.11,-5,20.057937499999998,30,23.151375000000002,0.11624999999999999,24.652492500000001,3.3192859375000001]
[0.11,-5,20.36990625,30,24.352500000000003,0.14250000000000002,37.029885000000007,3.350465625]
[0.11,-2.5,13.512742187499997,30,5.7238906249999992,2.2557899999999999E-2,1.0261052866865772,2.1668812500000003]
[0.11,-2.5,17.739640625,30,13.966406249999999,4.1249999999999995E-2,3.1710674999999999,2.7074250000000002]
[0.11,-2.5,19.306999999999999,30,18.446749999999998,0.06,6.5467200000000014,2.8995531250000002]
[0.11,-2.5,20.137234374999998,30,21.237421874999999,8.249999999999999E-2,12.479685,3.0002015625]
[0.11,-2.5,20.562000000000001,30,22.7621015625,0.10125000000000001,18.719527499999998,3.0519218750000006]
[0.11,-2.5,20.852406249999998,30,23.8485625,0.12,26.186880000000006,3.08736875]
[0.11,-2.5,21.086859375,30,24.758437499999999,0.14250000000000002,37.029885000000007,3.1096734375000006]
[0.11,0,19.202124999999999,30,16.423999999999999,4.4999999999999998E-2,3.6825299999999999,2.5574374999999998]
[0.11,0,21.588124999999998,30,24.324999999999999,0.12,26.186880000000006,2.8483000000000001]
[0.11,2.5,21.550312499999997,30,21.983375000000002,7.4999999999999997E-2,10.22925,2.5143562499999996]
[0.11,2.5,22.576968749999999,30,25.79221875,0.15,40.917000000000002,2.6295937500000002]
[0.11,5,15.442931249999999,30,8.0744875,1.5178725000000001E-2,0.41899705243410712,1.42310625]
[0.11,5,22.6730625,30,23.8291875,0.09,14.730119999999999,2.3224437500000001]
[0.11,10,18.509,30,12.501249999999999,1.5220674999999999E-2,0.42130803847474241,1.1585749999999999]
[0.11,10,24.401000000000003,30,25.728749999999998,0.105,20.049329999999998,1.8756999999999997]
[0.1,-30,32.370000000000005,70,13.177300000000001,0.03,1.6366800000000004,7.1644000000000005]
[0.1,-30,46.236499999999999,70,53.319000000000003,0.12,26.186880000000006,8.3908500000000004]
[0.1,-20,21.556750000000001,70,-6.0157749999999997,1.5261499999999999E-2,0.42356964881216269,4.9143749999999997]
[0.1,-20,49.399000000000001,70,56.622749999999996,0.13500000000000001,33.142770000000013,7.5721999999999996]
[0.1,-15,38.859749999999998,70,21.8857,0.03,1.6366800000000004,6.0575124999999996]
[0.1,-15,44.753937499999999,70,37.23378125,4.8750000000000002E-2,4.3985775,6.6029937499999996]
[0.1,-15,47.800906249999997,70,46.765812499999996,7.1250000000000008E-2,9.3086175000000004,6.8773156249999996]
[0.1,-15,49.153999999999996,70,51.442125000000004,0.09,14.730119999999999,6.9990999999999985]
[0.1,-15,49.969250000000002,70,54.435281250000003,0.10874999999999999,21.583717499999999,7.0724812499999992]
[0.1,-15,50.096499999999999,70,54.914562500000002,0.11249999999999999,23.118105,7.0839374999999993]
[0.1,-15,50.644999999999996,70,57.005437499999999,0.13125000000000001,31.40379750000001,7.1333249999999992]
[0.1,-10,34.31,70,13.611124999999999,2.2596749999999999E-2,1.0282376627889962,5.0068999999999999]
[0.1,-10,43.470500000000001,70,31.090499999999999,3.7499999999999999E-2,2.659605,5.9194750000000003]
[0.1,-10,47.707875000000001,70,42.850625000000001,5.6249999999999994E-2,5.8306725000000004,6.3133374999999994]
[0.1,-10,49.926499999999997,70,50.140374999999999,7.8749999999999987E-2,11.3544675,6.515225]
[0.1,-10,50.929000000000002,70,53.742000000000004,9.7500000000000003E-2,17.389724999999999,6.6065499999999995]
[0.1,-10,51.604124999999996,70,56.274124999999998,0.11624999999999999,24.652492500000001,6.6680624999999996]
[0.1,-10,52.159375000000004,70,58.429375,0.13875000000000001,35.08632750000001,6.7135374999999993]
[0.1,-7.5,32.277546875000006,70,9.9696015625000012,1.8885370312499997E-2,0.72348011491917275,4.5220078125000001]
[0.1,-7.5,45.570921874999996,70,35.376343750000004,4.1249999999999995E-2,3.1710674999999999,5.8433906250000005]
[0.1,-7.5,49.056874999999998,70,45.473687500000004,0.06,6.5467200000000014,6.1657437500000007]
[0.1,-7.5,50.842343749999998,70,51.551531249999996,8.249999999999999E-2,12.479685,6.3287687500000001]
[0.1,-7.5,51.061953125000002,70,52.332796875,8.6249999999999993E-2,13.6049025,6.3488468749999996]
[0.1,-7.5,51.899374999999999,70,55.401062499999995,0.105,20.049329999999998,6.4253999999999998]
[0.1,-7.5,52.444390624999997,70,57.488671875000001,0.12375,27.925852500000005,6.4752718750000007]
[0.1,-7.5,52.917875000000009,70,59.350640625000004,0.14624999999999999,38.973442500000004,6.5036125]
[0.1,-5,39.88553125,70,22.410671874999998,2.6291871875000001E-2,1.3321012452182841,5.0107468750000006]
[0.1,-5,48.143031249999993,70,41.166124999999994,4.8750000000000002E-2,4.3985775,5.8110156249999996]
[0.1,-5,50.45825,70,48.4609375,6.7500000000000004E-2,8.3879850000000005,6.0232812500000001]
[0.1,-5,51.530687499999999,70,52.155812499999996,8.249999999999999E-2,12.479685,6.1215875000000004]
[0.1,-5,52.770062500000002,70,56.722624999999994,0.11249999999999999,23.118105,6.2353437500000002]
[0.1,-5,53.244718749999997,70,58.562406250000002,0.13125000000000001,31.40379750000001,6.2789687500000007]
[0.1,-5,53.599000000000004,70,59.967375000000004,0.15,40.917000000000002,6.2921624999999999]
[0.1,-2.5,45.127921874999998,70,31.943468749999997,3.3750000000000002E-2,2.1481425000000001,5.2510656250000007]
[0.1,-2.5,49.492031249999997,70,43.789187499999997,5.2499999999999998E-2,5.1146250000000002,5.663421875]
[0.1,-2.5,50.026828124999994,70,45.435124999999999,5.6249999999999994E-2,5.8306725000000004,5.7126765625000004]
[0.1,-2.5,51.811374999999998,70,51.3,7.4999999999999997E-2,10.22925,5.8768375000000006]
[0.1,-2.5,52.770046874999998,70,54.754437500000002,9.375E-2,16.059922499999999,5.9651812499999997]
[0.1,-2.5,53.624312500000002,70,57.986937499999996,0.12,26.186880000000006,6.0439562499999999]
[0.1,-2.5,54.015625,70,59.529390625000005,0.13875000000000001,35.08632750000001,6.0754000000000001]
[0.1,0,49.257249999999999,70,41.532250000000005,4.4999999999999998E-2,3.6825299999999999,5.3697499999999998]
[0.1,0,54.258249999999997,70,58.40775,0.12,26.186880000000006,5.8323249999999991]
[0.1,2.5,50.092062499999997,70,42.567187500000003,4.4999999999999998E-2,3.6825299999999999,5.1745874999999995]
[0.1,2.5,55.193249999999999,70,60.021749999999997,0.13500000000000001,33.142770000000013,5.6487562499999999]
[0.1,5,52.818750000000001,70,49.492125000000001,0.06,6.5467200000000014,5.1562124999999996]
[0.1,5,55.814499999999995,70,60.397500000000001,0.13500000000000001,33.142770000000013,5.4360874999999993]
[0.1,10,55.332000000000001,70,54.577500000000001,7.4999999999999997E-2,10.22925,4.8474000000000004]
[{"$f":"(A7966+A8456)/2","v":0.1},-30,10.411150000000001,60,-16.309649999999998,1.53127E-2,0.42641214351855006,4.9720999999999993]
[0.1,-30,25.4465,60,8.4301500000000011,0.03,1.6366800000000004,6.4997750000000005]
[0.1,-30,37.399749999999997,60,42.707250000000002,0.105,20.049329999999998,7.60555]
[0.1,-20,29.796999999999997,60,14.276200000000001,0.03,1.6366800000000004,5.7575625000000006]
[0.1,-20,40.749749999999999,60,46.496125000000006,0.12,26.186880000000006,6.7893375000000002]
[0.1,-15,25.749393749999999,60,6.8439843750000016,2.2629790625E-2,1.0300704174672808,4.7390281249999999]
[0.1,-15,35.446109374999999,60,26.089134375,4.1249999999999995E-2,3.1710674999999999,5.7226250000000007]
[0.1,-15,39.208187499999994,60,37.032515625000002,6.3750000000000001E-2,7.4673525000000005,6.0794968749999994]
[0.1,-15,40.642281249999996,60,41.875500000000002,8.249999999999999E-2,12.479685,6.2142187499999997]
[0.1,-15,41.230937499999996,60,43.966640624999997,9.375E-2,16.059922499999999,6.2695703124999991]
[0.1,-15,42.319625000000002,60,48.033562500000002,0.1275,29.664825000000008,6.37203125]
[0.1,-15,42.70284375,60,49.524578124999998,0.14624999999999999,38.973442500000004,6.3927671874999996]
[{"$f":"(A8027+A8517)/2","v":0.1},-10,34.147499999999994,60,20.122250000000001,0.03,1.6366800000000004,5.0153499999999998]
[0.1,-10,38.951875000000001,60,32.769499999999994,4.8750000000000002E-2,4.3985775,5.4857999999999993]
[0.1,-10,39.475999999999999,60,34.370999999999995,5.2499999999999998E-2,5.1146250000000002,5.5355999999999996]
[0.1,-10,41.445437499999997,60,40.659687499999997,7.1250000000000008E-2,9.3086175000000004,5.7226125000000003]
[{"$f":"(A8043+A8533)/2","v":0.1},-10,42.555750000000003,60,44.539749999999998,0.09,14.730119999999999,5.8281249999999991]
[0.1,-10,43.330124999999995,60,47.425750000000008,0.11249999999999999,23.118105,5.9018250000000005]
[0.1,-10,43.926250000000003,60,49.732437500000003,0.13875000000000001,35.08632750000001,5.9538499999999992]
[0.1,-7.5,23.992343750000003,60,2.877328125,1.52280375E-2,0.42171469696882385,3.6667125]
[0.1,-7.5,37.213500000000003,60,26.889843749999997,3.7499999999999999E-2,2.659605,5.03630625]
[0.1,-7.5,40.782601562499998,60,36.843429687499999,5.6249999999999994E-2,5.8306725000000004,5.3830562500000001]
[0.1,-7.5,42.659851562499995,60,43.038937500000003,7.8749999999999987E-2,11.3544675,5.5618109374999998]
[0.1,-7.5,43.510265625000002,60,46.10665625,9.7500000000000003E-2,17.389724999999999,5.6429312500000002]
[0.1,-7.5,44.083554687499998,60,48.265421875000001,0.11624999999999999,24.652492500000001,5.6976890624999994]
[0.1,-7.5,44.555781250000003,60,50.104375000000005,0.13875000000000001,35.08632750000001,5.7382281250000009]
[0.1,-5,28.10575,60,9.5025703125000014,1.8910650000000001E-2,0.72488424639831206,3.8144578125000006]
[0.1,-5,38.139375000000001,60,28.134562500000001,3.7499999999999999E-2,2.659605,4.8469375000000001]
[0.1,-5,40.114812499999999,60,33.258187499999998,4.4999999999999998E-2,3.6825299999999999,5.0420187500000004]
[0.1,-5,42.331687500000001,60,40.153703125,6.3750000000000001E-2,7.4673525000000005,5.2539734375]
[0.1,-5,43.736671874999999,60,44.999124999999999,8.6249999999999993E-2,13.6049025,5.3882093750000006]
[0.1,-5,44.442750000000004,60,47.597812499999996,0.105,20.049329999999998,5.4558]
[0.1,-5,44.903187500000001,60,49.367390624999999,0.12375,27.925852500000005,5.499971875]
[0.1,-5,45.303312500000004,60,50.946937500000004,0.14624999999999999,38.973442500000004,5.52506875]
[0.1,-2.5,34.590874999999997,60,20.122019531249997,2.6300090624999998E-2,1.3325574900233357,4.2035664062499993]
[0.1,-2.5,41.884484375,60,37.157953124999999,5.2499999999999998E-2,5.1146250000000002,4.9339218750000002]
[0.1,-2.5,43.624375000000001,60,42.762570312500003,7.1250000000000008E-2,9.3086175000000004,5.1007429687499997]
[0.1,-2.5,44.604843750000001,60,46.220593750000006,0.09,14.730119999999999,5.1948249999999998]
[0.1,-2.5,45.288609374999993,60,48.792624999999994,0.11249999999999999,23.118105,5.2605656249999999]
[0.1,-2.5,45.687125000000002,60,50.342320312499993,0.13125000000000001,31.40379750000001,5.2989421874999998]
[0.1,-2.5,45.984343750000001,60,51.526625000000003,0.15,40.917000000000002,5.3105375000000006]
[{"$f":"(A8171+A8661)/2","v":0.1},0,28.274374999999999,60,9.2446874999999995,1.5186524999999999E-2,0.4194275916556004,3.2725499999999998]
[0.1,0,45.287875,60,46.780875000000002,0.09,14.730119999999999,4.9837249999999997]
[0.1,2.5,39.188593749999995,60,27.343968750000002,0.03,1.6366800000000004,4.1066156249999999]
[{"$f":"(A8187+A8677)/2","v":0.1},2.5,46.425749999999994,60,49.051406249999999,0.105,20.049329999999998,4.8166875000000005]
[0.1,5,43.488937499999999,60,37.438562500000003,4.4999999999999998E-2,3.6825299999999999,4.2540562499999997]
[0.1,5,47.6544375,60,51.765500000000003,0.13500000000000001,33.142770000000013,4.6590749999999996]
[0.1,10,46.621250000000003,60,44.076999999999998,0.06,6.5467200000000014,4.0021749999999994]
[0.1,10,49.094499999999996,60,53.2485,0.15,40.917000000000002,4.231725]
[0.1,-30,27.533999999999999,50,28.603499999999997,7.4999999999999997E-2,10.22925,6.7150999999999996]
[0.1,-30,30.381,50,38.872,0.15,40.917000000000002,6.9670999999999994]
[0.1,-20,31.500499999999999,50,34.221500000000006,0.09,14.730119999999999,5.9436]
[0.1,-15,14.476200000000002,50,-5.2314999999999996,1.5291662500000001E-2,0.4252391826740452,3.5633875000000002]
[0.1,-15,26.087343749999999,50,15.086437500000001,3.3750000000000002E-2,2.1481425000000001,4.8175750000000006]
[0.1,-15,28.09253125,50,20.233812499999999,4.1249999999999995E-2,3.1710674999999999,5.0219250000000004]
[0.1,-15,31.073875000000001,50,28.813749999999999,0.06,6.5467200000000014,5.3202875000000001]
[0.1,-15,32.619749999999996,50,34.026562499999997,8.249999999999999E-2,12.479685,5.4733749999999999]
[0.1,-15,33.404625000000003,50,36.848062499999997,0.10125000000000001,18.719527499999998,5.5512281249999997]
[0.1,-15,33.938249999999996,50,38.845750000000002,0.12,26.186880000000006,5.6042624999999999]
[0.1,-15,34.368250000000003,50,40.512187500000003,0.14250000000000002,37.029885000000007,5.6374937499999991]
[0.1,-10,22.4025,50,7.266,2.2645124999999999E-2,1.0309194026175692,3.8065500000000001]
[0.1,-10,30.9375,50,24.9435,4.4999999999999998E-2,3.6825299999999999,4.7216000000000005]
[0.1,-10,33.540499999999994,50,33.15175,7.1250000000000008E-2,9.3086175000000004,4.9824375000000005]
[0.1,-10,34.328374999999994,50,35.899625,8.6249999999999993E-2,13.6049025,5.0613874999999995]
[0.1,-10,35.083500000000001,50,38.681125000000009,0.10874999999999999,21.583717499999999,5.1372125000000004]
[0.1,-10,35.497,50,40.267749999999999,0.1275,29.664825000000008,5.1788249999999998]
[0.1,-10,35.804375,50,41.477500000000006,0.14624999999999999,38.973442500000004,5.1965874999999997]
[0.1,-10,35.86,50,41.698500000000003,0.15,40.917000000000002,5.1978]
[0.1,-7.5,28.286187499999997,50,16.910125000000001,0.03,1.6366800000000004,4.1593562500000001]
[0.1,-7.5,32.652812500000003,50,28.649406249999998,5.2499999999999998E-2,5.1146250000000002,4.6095906250000001]
[0.1,-7.5,34.276937500000003,50,33.861125000000001,7.1250000000000008E-2,9.3086175000000004,4.7727500000000003]
[0.1,-7.5,35.313031250000002,50,37.520875000000004,9.375E-2,16.059922499999999,4.8769124999999995]
[0.1,-7.5,35.924937499999999,50,39.821593750000005,0.11624999999999999,24.652492500000001,4.9386140624999992]
[0.1,-7.5,36.280312500000001,50,41.201000000000001,0.13500000000000001,33.142770000000013,4.9744687499999998]
[0.1,-5,20.379750000000001,50,3.3297499999999998,1.5260912500000001E-2,0.42353967618903021,3.0091125000000001]
[0.1,-5,30.971187499999999,50,22.709125,3.7499999999999999E-2,2.659605,4.1502625000000002]
[0.1,-5,33.876312499999997,50,30.855093749999998,5.6249999999999994E-2,5.8306725000000004,4.4485281250000002]
[0.1,-5,35.413812500000006,50,35.953343750000002,7.8749999999999987E-2,11.3544675,4.6034000000000006]
[0.1,-5,36.112624999999994,50,38.484999999999999,9.7500000000000003E-2,17.389724999999999,4.6739499999999996]
[0.1,-5,36.584375000000001,50,40.268812499999996,0.11624999999999999,24.652492500000001,4.7216906249999999]
[0.1,-5,36.859156249999998,50,41.337187499999999,0.13125000000000001,31.40379750000001,4.7495124999999998]
[0.1,-5,37.024374999999999,50,41.992312499999997,0.14250000000000002,37.029885000000007,4.7582125]
[0.1,-2.5,28.186703125000001,50,16.227937499999999,2.6311560937499999E-2,1.3331925279164942,3.5648749999999998]
[0.1,-2.5,33.494250000000001,50,28.109249999999999,4.4999999999999998E-2,3.6825299999999999,4.1251437499999994]
[0.1,-2.5,35.289687499999999,50,33.722749999999998,6.3750000000000001E-2,7.4673525000000005,4.3069249999999997]
[0.1,-2.5,36.432218750000004,50,37.680359374999995,8.6249999999999993E-2,13.6049025,4.4224062499999999]
[0.1,-2.5,37.007374999999996,50,39.807499999999997,0.105,20.049329999999998,4.4807249999999996]
[0.1,-2.5,37.383453125000003,50,41.257656249999997,0.12375,27.925852500000005,4.5189624999999998]
[0.1,-2.5,37.710312500000001,50,42.553328125,0.14624999999999999,38.973442500000004,4.5406937500000009]
[0.1,0,23.226500000000001,50,7.5834999999999999,1.5231575000000001E-2,0.42192054714292238,2.7472750000000001]
[0.1,2.5,24.649875000000002,50,9.7103749999999991,1.521690625E-2,0.42111098261986846,2.6163562500000004]
[0.1,2.5,37.97,50,39.355999999999995,0.09,14.730119999999999,4.0102250000000002]
[0.1,5,26.073250000000002,50,11.837249999999999,1.52022375E-2,0.42030141809681454,2.4854375000000002]
[0.1,5,33.357124999999996,50,24.18075,0.03,1.6366800000000004,3.2453875000000001]
[0.1,5,39.022249999999993,50,41.280499999999996,0.105,20.049329999999998,3.8334000000000001]
[0.1,10,35.3855,50,27.088999999999999,0.03,1.6366800000000004,2.8798000000000004]
[0.1,10,40.599499999999999,50,43.182000000000002,0.12,26.186880000000006,3.42625]
[0.1,-30,9.1297999999999995,30,4.1918500000000005,4.4999999999999998E-2,3.6825299999999999,4.8595000000000006]
[0.1,-30,13.757999999999999,30,19.330500000000001,0.12,26.186880000000006,5.3536000000000001]
[0.1,-20,15.333749999999998,30,16.266750000000002,7.4999999999999997E-2,10.22925,4.3055250000000003]
[0.1,-20,17.116500000000002,30,22.828749999999999,0.15,40.917000000000002,4.4826250000000005]
[0.1,-15,12.677534375,30,5.3567781249999999,3.3750000000000002E-2,2.1481425000000001,3.3987624999999997]
[0.1,-15,15.43663125,30,12.8248125,5.2499999999999998E-2,5.1146250000000002,3.7051250000000002]
[0.1,-15,16.940374999999996,30,17.659375000000001,7.4999999999999997E-2,10.22925,3.8691374999999999]
[0.1,-15,17.571665625000001,30,19.910187499999999,9.375E-2,16.059922499999999,3.9382125000000001]
[0.1,-15,17.997187499999999,30,21.493375,0.11249999999999999,23.118105,3.98485625]
[0.1,-15,18.067781249999999,30,21.7608125,0.11624999999999999,24.652492500000001,3.9925968750000003]
[0.1,-15,18.528750000000002,30,23.555624999999999,0.15,40.917000000000002,4.0284125]
[0.1,-10,9.3237375,30,-1.6161750000000004,1.8810862500000001E-2,0.71938125789057761,2.3607374999999999]
[0.1,-10,16.013625000000001,30,11.308350000000001,4.1249999999999995E-2,3.1710674999999999,3.1511999999999998]
[0.1,-10,17.831,30,16.631499999999999,0.06,6.5467200000000014,3.3539500000000002]
[0.1,-10,18.782499999999999,30,19.895250000000001,8.249999999999999E-2,12.479685,3.4588000000000001]
[0.1,-10,19.267374999999998,30,21.668500000000002,0.10125000000000001,18.719527499999998,3.5125250000000001]
[0.1,-10,19.598500000000001,30,22.927500000000002,0.12,26.186880000000006,3.5492499999999998]
[0.1,-10,19.865000000000002,30,23.97925,0.14250000000000002,37.029885000000007,3.5723500000000001]
[0.1,-7.5,12.177096875,30,2.9208062499999996,2.2546574999999999E-2,1.0254781574241134,2.3983124999999998]
[0.1,-7.5,17.770671875000001,30,14.84503125,4.8750000000000002E-2,4.3985775,3.0491531250000001]
[0.1,-7.5,18.954500000000003,30,18.605812499999999,6.7500000000000004E-2,8.3879850000000005,3.1801593750000001]
[0.1,-7.5,19.619796875000002,30,20.925328125,8.6249999999999993E-2,13.6049025,3.2537109375000002]
[0.1,-7.5,19.729937500000002,30,21.320437500000001,0.09,14.730119999999999,3.26591875]
[0.1,-7.5,20.098906249999999,30,22.704843750000002,0.10874999999999999,21.583717499999999,3.3069515625000001]
[0.1,-7.5,20.361906250000001,30,23.722593750000001,0.1275,29.664825000000008,3.3362468749999996]
[0.1,-7.5,20.593187500000003,30,24.641687500000003,0.15,40.917000000000002,3.3496750000000004]
[0.1,-5,16.237124999999999,30,9.4965499999999992,0.03,1.6366800000000004,2.5756375]
[0.1,-5,18.8813125,30,16.678125000000001,5.2499999999999998E-2,5.1146250000000002,2.8740250000000005]
[0.1,-5,19.875875000000001,30,19.898937500000002,7.1250000000000008E-2,9.3086175000000004,2.9841968749999999]
[0.1,-5,20.514250000000001,30,22.173406249999999,9.375E-2,16.059922499999999,3.0550562500000003]
[0.1,-5,20.893187499999996,30,23.608812499999999,0.11624999999999999,24.652492500000001,3.097309375]
[0.1,-5,21.113,30,24.470625000000002,0.13500000000000001,33.142770000000013,3.1219124999999996]
[0.1,-2.5,12.017343749999998,30,2.1315624999999998,1.5117150000000001E-2,0.41559892350314009,1.7772437500000002]
[0.1,-2.5,18.240500000000001,30,13.544687499999998,3.7499999999999999E-2,2.659605,2.50220625]
[0.1,-2.5,19.952921875000001,30,18.393781249999996,5.6249999999999994E-2,5.8306725000000004,2.6946656249999998]
[0.1,-2.5,20.196874999999999,30,19.151874999999997,0.06,6.5467200000000014,2.7217937500000002]
[0.1,-2.5,20.869046875000002,30,21.458078125,7.8749999999999987E-2,11.3544675,2.7963359375000003]
[0.1,-2.5,21.571531249999996,30,24.068093750000003,0.11624999999999999,24.652492500000001,2.8747765625000001]
[0.1,-2.5,21.659828124999997,30,24.412453125000003,0.12375,27.925852500000005,2.8846765624999997]
[0.1,-2.5,21.836281249999999,30,25.114000000000001,0.14250000000000002,37.029885000000007,2.8991218750000005]
[0.1,0,20.985500000000002,30,19.991999999999997,0.06,6.5467200000000014,2.5110749999999999]
[0.1,0,22.437000000000001,30,25.265250000000002,0.13500000000000001,33.142770000000013,2.6733250000000002]
[0.1,2.5,21.774125000000002,30,20.832124999999998,0.06,6.5467200000000014,2.3003562500000001]
[0.1,2.5,23.2019375,30,26.0784375,0.15,40.917000000000002,2.4515750000000001]
[0.1,5,23.001249999999999,30,23.18,7.4999999999999997E-2,10.22925,2.1387749999999999]
[0.1,5,23.854125,30,26.437625000000001,0.15,40.917000000000002,2.2270500000000002]
[0.1,10,22.373999999999999,30,18.336500000000001,0.03,1.6366800000000004,1.4685999999999999]
[0.09,-30,35.953000000000003,70,16.30115,0.03,1.6366800000000004,6.7635500000000004]
[0.09,-30,41.844000000000001,70,31.681999999999999,4.4999999999999998E-2,3.6825299999999999,7.2223249999999997]
[0.09,-30,48.683750000000003,70,54.591999999999999,0.12,26.186880000000006,7.7502750000000002]
[0.09,-20,45.09975,70,35.595374999999997,4.4999999999999998E-2,3.6825299999999999,6.4852875000000001]
[0.09,-20,51.524000000000001,70,57.650375000000004,0.13500000000000001,33.142770000000013,6.9903749999999993]
[0.09,-15,38.355828125000002,70,18.445145312499999,2.630468125E-2,1.332809186996367,5.4123625000000004]
[0.09,-15,47.312624999999997,70,39.394203125000004,4.8750000000000002E-2,4.3985775,6.1631906250000004]
[0.09,-15,49.746031249999994,70,47.258812500000005,6.7500000000000004E-2,8.3879850000000005,6.3563656249999996]
[0.09,-15,51.305999999999997,70,52.815687499999996,0.09,14.730119999999999,6.4804499999999994]
[0.09,-15,52.152187499999997,70,56.05496875,0.11249999999999999,23.118105,6.5478749999999994]
[0.09,-15,52.643749999999997,70,58.000093749999998,0.13125000000000001,31.40379750000001,6.5870437499999994]
[0.09,-15,53.009749999999997,70,59.482312499999999,0.15,40.917000000000002,6.5988875]
[0.09,-10,44.948625,70,30.330249999999999,3.3750000000000002E-2,2.1481425000000001,5.4663812499999995]
[0.09,-10,49.443874999999998,70,42.970375000000004,5.2499999999999998E-2,5.1146250000000002,5.8356374999999998]
[0.09,-10,49.988062499999998,70,44.701187500000003,5.6249999999999994E-2,5.8306725000000004,5.8793312499999999]
[0.09,-10,51.793999999999997,70,50.825749999999999,7.4999999999999997E-2,10.22925,6.0245500000000005]
[0.09,-10,53.188000000000002,70,56.055,0.105,20.049329999999998,6.1370500000000003]
[0.09,-10,53.612749999999998,70,57.732749999999996,0.12,26.186880000000006,6.1713249999999995]
[0.09,-10,54.003687499999998,70,59.3173125,0.13875000000000001,35.08632750000001,6.19884375]
[0.09,-7.5,35.201257812500003,70,11.923774218750001,1.887580546875E-2,0.7229528366198551,4.36568359375]
[0.09,-7.5,48.010789062499995,70,37.513406250000003,4.1249999999999995E-2,3.1710674999999999,5.4748468750000008]
[0.09,-7.5,51.208437500000002,70,47.179093750000007,0.06,6.5467200000000014,5.7353843750000006]
[0.09,-7.5,52.821859375000003,70,52.897484374999998,8.249999999999999E-2,12.479685,5.8657718750000001]
[0.09,-7.5,53.633242187500002,70,55.962953124999999,0.10125000000000001,18.719527499999998,5.9315171874999999]
[0.09,-7.5,54.181843749999999,70,58.121156249999999,0.12,26.186880000000006,5.9759843749999995]
[0.09,-7.5,54.621593750000002,70,59.912859375000004,0.14250000000000002,37.029885000000007,6.0037593749999996]
[0.09,-5,42.561421875000001,70,24.589614062499997,2.6287857812500003E-2,1.3318802775643674,4.7634765625000011]
[0.09,-5,45.629625000000004,70,29.981812499999997,0.03,1.6366800000000004,5.030800000000001]
[0.09,-5,50.365453124999995,70,43.063656249999994,4.8750000000000002E-2,4.3985775,5.4246359374999997]
[0.09,-5,52.471687500000002,70,49.983531249999999,6.7500000000000004E-2,8.3879850000000005,5.5953406250000004]
[0.09,-5,53.821187499999994,70,54.873312499999997,0.09,14.730119999999999,5.7049500000000002]
[0.09,-5,54.454546875000005,70,57.331218749999991,0.10874999999999999,21.583717499999999,5.7565078124999989]
[0.09,-5,54.90265625,70,59.12709375,0.1275,29.664825000000008,5.7930124999999997]
[0.09,-5,55.295250000000003,70,60.740562500000003,0.15,40.917000000000002,5.8096812499999997]
[0.09,-2.5,43.5748828125,70,26.120449218749997,2.6283780468749997E-2,1.3316562762554494,4.6039835937499998]
[0.09,-2.5,52.073320312499995,70,47.107421875,5.6249999999999994E-2,5.8306725000000004,5.3203960937500003]
[0.09,-2.5,53.691125,70,52.6484375,7.4999999999999997E-2,10.22925,5.4521312500000008]
[0.09,-2.5,54.553679687499994,70,55.883765625000002,9.375E-2,16.059922499999999,5.5226171874999999]
[0.09,-2.5,55.224929687499994,70,58.518515624999992,0.11624999999999999,24.652492500000001,5.5775195312499992]
[0.09,-2.5,55.6120625,70,60.091187500000004,0.13500000000000001,33.142770000000013,5.6092218749999994]
[0.09,0,36.014624999999995,70,12.526512499999999,1.5118812499999999E-2,0.41568909978612423,3.7104375000000003]
[0.09,0,47.446249999999999,70,32.692875000000001,0.03,1.6366800000000004,4.6891750000000005]
[0.09,0,55.523499999999999,70,57.821874999999991,0.105,20.049329999999998,5.3598750000000006]
[0.09,2.5,53.913187499999999,70,50.167468750000005,0.06,6.5467200000000014,4.9848218749999997]
[0.09,2.5,56.727437499999994,70,60.784312499999999,0.13500000000000001,33.142770000000013,5.216903125]
[0.09,5,54.589375000000004,70,50.914562500000002,0.06,6.5467200000000014,4.7971812499999995]
[0.09,5,57.490249999999996,70,61.9921875,0.15,40.917000000000002,5.0244937499999995]
[0.09,10,56.853000000000002,70,55.686250000000001,7.4999999999999997E-2,10.22925,4.4981000000000009]
[{"$f":"(A8946+A9436)/2","v":0.09},-30,13.837575000000001,60,-14.268725,1.5292775E-2,0.4253032593302587,4.813324999999999]
[0.09,-30,38.981375,60,41.470750000000002,0.09,14.730119999999999,6.9831624999999997]
[0.09,-20,19.535787500000001,60,-5.9543062500000001,1.5262468750000001E-2,0.4236209295824831,4.2547999999999995]
[0.09,-20,42.242500000000007,60,45.808374999999998,0.105,20.049329999999998,6.24173125]
[0.09,-15,28.484978125000001,60,8.8543921875000002,2.26236578125E-2,1.0297298823542977,4.5337421874999997]
[0.09,-15,37.822601562499997,60,28.149978124999997,4.1249999999999995E-2,3.1710674999999999,5.3670375000000003]
[0.09,-15,38.901781249999999,60,31.031343749999998,4.4999999999999998E-2,3.6825299999999999,5.4587343749999997]
[0.09,-15,41.284687500000004,60,38.622914062500001,6.3750000000000001E-2,7.4673525000000005,5.6564046874999994]
[0.09,-15,42.782695312499996,60,43.901109375000004,8.6249999999999993E-2,13.6049025,5.7809609374999997]
[0.09,-15,43.531937500000005,60,46.714624999999998,0.105,20.049329999999998,5.8433968749999998]
[0.09,-15,44.019374999999997,60,48.623312500000004,0.12375,27.925852500000005,5.8840734375000006]
[0.09,-15,44.442140624999993,60,50.323257812500003,0.14624999999999999,38.973442500000004,5.9071617187500003]
[0.09,-10,33.733937500000003,60,17.293559375000001,2.6308040625000001E-2,1.3329946499586771,4.4802687500000005]
[0.09,-10,38.559687500000003,60,27.640687499999999,3.7499999999999999E-2,2.659605,4.913875]
[0.09,-10,43.307468749999998,60,42.023093750000001,7.1250000000000008E-2,9.3086175000000004,5.3174375000000005]
[{"$f":"(A9023+A9513)/2","v":0.09},-10,44.312375000000003,60,45.668374999999997,0.09,14.730119999999999,5.4020874999999986]
[0.09,-10,45.009812500000002,60,48.363875,0.11249999999999999,23.118105,5.4609874999999999]
[0.09,-10,45.415656249999998,60,49.983625000000004,0.13125000000000001,31.40379750000001,5.4953062499999996]
[{"$f":"(A9039+A9529)/2","v":0.09},-10,45.717874999999999,60,51.21875,0.15,40.917000000000002,5.5056624999999997]
[0.09,-7.5,26.566515625000001,60,4.4272859375000007,1.5220974999999999E-2,0.42132346212084359,3.5684593749999998]
[0.09,-7.5,38.441390624999997,60,26.225421875000002,3.3750000000000002E-2,2.1481425000000001,4.6527539062500001]
[0.09,-7.5,42.697324218749998,60,38.398683593749993,5.6249999999999994E-2,5.8306725000000004,5.0183437499999997]
[0.09,-7.5,44.578804687500003,60,44.898359374999998,8.249999999999999E-2,12.479685,5.1770421874999997]
[0.09,-7.5,45.172195312499994,60,47.128265624999997,9.7500000000000003E-2,17.389724999999999,5.2272671874999999]
[0.09,-7.5,45.778859374999996,60,49.501265625000002,0.12,26.186880000000006,5.2786968749999996]
[0.09,-7.5,46.112546875,60,50.855031249999996,0.13875000000000001,35.08632750000001,5.3033632812500002]
[0.09,-5,30.524343750000003,60,11.121961718750001,1.8907340624999998E-2,0.72470124330523489,3.6799351562500009]
[0.09,-5,41.157375000000002,60,32.475499999999997,4.1249999999999995E-2,3.1710674999999999,4.6376921875000008]
[0.09,-5,43.8455625,60,40.625624999999999,0.06,6.5467200000000014,4.8671906250000001]
[0.09,-5,45.208296875000002,60,45.465843749999998,8.249999999999999E-2,12.479685,4.9826031250000007]
[0.09,-5,45.894820312500002,60,48.064656249999999,0.10125000000000001,18.719527499999998,5.0409328124999995]
[0.09,-5,46.012124999999997,60,48.517406249999993,0.105,20.049329999999998,5.0509062500000006]
[0.09,-5,46.493031250000001,60,50.437734374999998,0.1275,29.664825000000008,5.0918656249999996]
[0.09,-5,46.785406250000008,60,51.635781250000001,0.14624999999999999,38.973442500000004,5.1061984374999998]
[0.09,-2.5,39.316796875000001,60,26.371015624999998,0.03,1.6366800000000004,4.2259140624999993]
[0.09,-2.5,43.262105468749994,60,37.303402343749994,4.8750000000000002E-2,4.3985775,4.5693593749999994]
[0.09,-2.5,45.025093749999996,60,43.111773437499998,6.7500000000000004E-2,8.3879850000000005,4.7190382812500005]
[0.09,-2.5,46.158171875000001,60,47.225421875000002,0.09,14.730119999999999,4.8154750000000002]
[0.09,-2.5,46.690644531250001,60,49.296765624999999,0.10874999999999999,21.583717499999999,4.8609375000000004]
[0.09,-2.5,47.067953125000003,60,50.810914062500004,0.1275,29.664825000000008,4.8932109375000001]
[0.09,-2.5,47.297203125000003,60,51.752031250000002,0.14250000000000002,37.029885000000007,4.9060484374999991]
[0.09,0,46.7734375,60,47.744437500000004,0.09,14.730119999999999,4.6199374999999998]
[0.09,2.5,41.149828124999999,60,29.104109375000004,0.03,1.6366800000000004,3.8821234375000002]
[{"$f":"(A9167+A9657)/2","v":0.09},2.5,47.798249999999996,60,49.862203124999994,0.105,20.049329999999998,4.4596718750000006]
[0.09,5,42.066343749999994,60,30.470656250000001,0.03,1.6366800000000004,3.710228125]
[0.09,5,45.124968749999994,60,38.877531250000004,4.4999999999999998E-2,3.6825299999999999,3.9806593750000001]
[0.09,5,48.681906249999997,60,51.473218750000001,0.12,26.186880000000006,4.28761875]
[{"$f":"(A9183+A9673)/2","v":0.09},10,46.649249999999995,60,40.833375000000004,4.4999999999999998E-2,3.6825299999999999,3.6121625000000002]
[0.09,10,50.042000000000002,60,53.091624999999993,0.13500000000000001,33.142770000000013,3.9086875000000001]
[0.09,-30,31.19575,50,35.507249999999999,0.105,20.049329999999998,6.3692000000000002]
[0.09,-20,14.011949999999999,50,-8.0001499999999997,1.52715375E-2,0.42412148392284355,3.7445124999999995]
[0.09,-20,33.295250000000003,50,35.357750000000003,0.09,14.730119999999999,5.5149999999999997]
[0.09,-15,16.890474999999999,50,-3.7897249999999998,1.5275906249999999E-2,0.42436278143172329,3.4622437499999998]
[0.09,-15,29.199031250000001,50,19.497018749999999,3.7499999999999999E-2,2.659605,4.6321937500000008]
[0.09,-15,32.4416875,50,28.809249999999999,5.6249999999999994E-2,5.8306725000000004,4.9202546874999999]
[0.09,-15,34.132843750000006,50,34.529109375000004,7.8749999999999987E-2,11.3544675,5.0685218749999992]
[0.09,-15,34.896625,50,37.344562500000002,9.7500000000000003E-2,17.389724999999999,5.1356843750000003]
[0.09,-15,35.410749999999993,50,39.320531250000002,0.11624999999999999,24.652492500000001,5.1809937500000007]
[0.09,-15,35.834031249999995,50,41.000765625,0.13875000000000001,35.08632750000001,5.2145453125000003]
[0.09,-15,35.889062499999994,50,41.223906249999999,0.14250000000000002,37.029885000000007,5.2155968750000001]
[0.09,-10,24.545249999999999,50,8.8463499999999993,2.2640137499999997E-2,1.0306420394703018,3.645375]
[0.09,-10,32.748750000000001,50,26.51125,4.4999999999999998E-2,3.6825299999999999,4.4240500000000003]
[0.09,-10,34.652124999999998,50,32.634625,6.3750000000000001E-2,7.4673525000000005,4.5927187499999995]
[0.09,-10,35.853062500000007,50,36.905312500000001,8.6249999999999993E-2,13.6049025,4.6994437499999986]
[0.09,-10,36.454750000000004,50,39.186750000000004,0.105,20.049329999999998,4.7530750000000008]
[0.09,-10,36.847124999999998,50,40.735812499999994,0.12375,27.925852500000005,4.7881687500000005]
[0.09,-10,37.1878125,50,42.117125000000001,0.14624999999999999,38.973442500000004,4.8080812500000008]
[0.09,-7.5,25.675671874999999,50,10.573931250000001,2.26371046875E-2,1.0304749043742738,3.4938374999999997]
[0.09,-7.5,34.314750000000004,50,30.029421874999997,5.2499999999999998E-2,5.1146250000000002,4.3084046874999995]
[0.09,-7.5,35.802234375000005,50,34.978703124999996,7.1250000000000008E-2,9.3086175000000004,4.4407265625000001]
[0.09,-7.5,36.6379375,50,38.013125000000002,0.09,14.730119999999999,4.515299999999999]
[0.09,-7.5,36.743859375,50,38.420234375,9.375E-2,16.059922499999999,4.5247781249999992]
[0.09,-7.5,37.21875,50,40.261468750000006,0.11249999999999999,23.118105,4.5673109375000003]
[0.09,-7.5,37.557492187500003,50,41.6135625,0.13125000000000001,31.40379750000001,4.5977125000000001]
[0.09,-5,22.44125,50,4.5758999999999999,1.5268143750000001E-2,0.4239355385564913,2.9197812499999998]
[0.09,-5,31.951640625,50,22.1425625,3.3750000000000002E-2,2.1481425000000001,3.836540625]
[0.09,-5,35.8065,50,33.325062500000001,0.06,6.5467200000000014,4.1866374999999998]
[0.09,-5,36.832625000000007,50,36.942140625,7.8749999999999987E-2,11.3544675,4.2783562499999999]
[0.09,-5,37.466562499999995,50,39.317937499999999,9.7500000000000003E-2,17.389724999999999,4.3352124999999999]
[0.09,-5,37.967999999999996,50,41.281750000000002,0.12,26.186880000000006,4.3803187499999998]
[0.09,-5,38.244468749999996,50,42.403328125000002,0.13875000000000001,35.08632750000001,4.4020093749999996]
[0.09,-2.5,25.856945312499995,50,10.341296874999999,1.8946558593749999E-2,0.72687095127332668,2.9902234375000001]
[0.09,-2.5,34.323601562500002,50,27.4594375,4.1249999999999995E-2,3.1710674999999999,3.7971109375000003]
[0.09,-2.5,36.504750000000001,50,34.09134375,0.06,6.5467200000000014,3.9943437499999996]
[0.09,-2.5,36.714484374999998,50,34.827015625000001,6.3750000000000001E-2,7.4673525000000005,4.0131515624999992]
[0.09,-2.5,37.617500000000007,50,38.049953125000002,8.249999999999999E-2,12.479685,4.0942125000000003]
[0.09,-2.5,38.275374999999997,50,40.551187499999997,0.105,20.049329999999998,4.1534875000000007]
[0.09,-2.5,38.669859375000001,50,42.127249999999997,0.1275,29.664825000000008,4.189159375]
[0.09,-2.5,38.909765624999999,50,43.111414062500003,0.14624999999999999,38.973442500000004,4.2016453125000002]
[0.09,0,37.998750000000001,50,37.658374999999999,7.4999999999999997E-2,10.22925,3.8736999999999999]
[0.09,0,39.524875000000002,50,43.613875000000007,0.15,40.917000000000002,4.0003124999999997]
[0.09,2.5,38.653812500000001,50,38.282718750000001,7.4999999999999997E-2,10.22925,3.6778249999999995]
[0.09,5,27.78575,50,12.886299999999999,1.5243881250000001E-2,0.42259845778826782,2.3993937500000002]
[0.09,5,37.383749999999999,50,32.444125,4.4999999999999998E-2,3.6825299999999999,3.3070187500000001]
[0.09,10,36.719250000000002,50,28.292499999999997,0.03,1.6366800000000004,2.7269500000000004]
[0.09,10,41.52075,50,43.683999999999997,0.12,26.186880000000006,3.173775]
[0.09,-30,10.968399999999999,30,5.7506250000000003,4.4999999999999998E-2,3.6825299999999999,4.5632000000000001]
[0.09,-30,12.712125,30,11.145824999999999,0.06,6.5467200000000014,4.7275999999999998]
[0.09,-30,15.506749999999998,30,21.15625,0.13500000000000001,33.142770000000013,4.9925999999999995]
[0.09,-20,15.822812500000001,30,14.323537499999999,0.06,6.5467200000000014,3.9311625000000001]
[0.09,-20,18.2925,30,23.354875,0.15,40.917000000000002,4.1556125000000002]
[0.09,-15,13.499056250000002,30,4.8975124999999995,0.03,1.6366800000000004,3.1519562499999996]
[0.09,-15,16.4206453125,30,12.8890125,4.8750000000000002E-2,4.3985775,3.4401875]
[0.09,-15,18.128062499999999,30,18.498062500000003,7.4999999999999997E-2,10.22925,3.6055187499999999]
[0.09,-15,18.705832812499999,30,20.617093749999999,9.375E-2,16.059922499999999,3.6617375000000001]
[0.09,-15,19.158453124999998,30,22.351749999999996,0.11624999999999999,24.652492500000001,3.7058703125000001]
[0.09,-15,19.420437499999998,30,23.3903125,0.13500000000000001,33.142770000000013,3.7315125]
[0.09,-10,9.1575750000000014,30,-3.4706000000000001,1.5109425000000001E-2,0.41516592672933905,2.1154999999999999]
[0.09,-10,16.668875,30,10.826750000000001,3.7499999999999999E-2,2.659605,2.9095249999999995]
[0.09,-10,18.65325,30,16.607125,5.6249999999999994E-2,5.8306725000000004,3.1072000000000002]
[0.09,-10,18.933500000000002,30,17.501249999999999,0.06,6.5467200000000014,3.1347250000000004]
[0.09,-10,20.098312499999999,30,21.67475,9.375E-2,16.059922499999999,3.2491250000000003]
[0.09,-10,20.249937500000001,30,22.25675,0.10125000000000001,18.719527499999998,3.2641249999999999]
[0.09,-10,20.595062499999997,30,23.6105625,0.12375,27.925852500000005,3.2982312499999997]
[0.09,-10,20.794,30,24.417875000000002,0.14250000000000002,37.029885000000007,3.3126500000000001]
[0.09,-7.5,13.482454687500001,30,3.8785656249999994,2.2556224999999999E-2,1.0260065211819676,2.3038062500000001]
[0.09,-7.5,18.602718750000001,30,14.9348125,4.4999999999999998E-2,3.6825299999999999,2.8346218749999998]
[0.09,-7.5,19.805109375000001,30,18.82390625,6.3750000000000001E-2,7.4673525000000005,2.95293203125]
[0.09,-7.5,20.569007812500004,30,21.552757812499998,8.6249999999999993E-2,13.6049025,3.02808671875]
[0.09,-7.5,20.953406249999997,30,23.015812500000003,0.105,20.049329999999998,3.0661593749999998]
[0.09,-7.5,21.111843749999998,30,23.64,0.11624999999999999,24.652492500000001,3.0818414062499997]
[0.09,-7.5,21.455781250000001,30,25.033531250000003,0.15,40.917000000000002,3.10603125]
[0.09,-5,17.400562499999999,30,10.527125,0.03,1.6366800000000004,2.4437437499999999]
[0.09,-5,17.898656250000002,30,11.881562499999999,3.3750000000000002E-2,2.1481425000000001,2.4939625000000003]
[0.09,-5,19.880968750000001,30,17.508312500000002,5.2499999999999998E-2,5.1146250000000002,2.6927750000000001]
[0.09,-5,20.798656250000001,30,20.575875000000003,7.1250000000000008E-2,9.3086175000000004,2.7832171875]
[0.09,-5,21.383062500000001,30,22.720609375000002,9.375E-2,16.059922499999999,2.8410062500000004]
[0.09,-5,21.679312499999998,30,23.872125,0.11249999999999999,23.118105,2.870453125]
[0.09,-5,21.890671874999999,30,24.718859375000001,0.13125000000000001,31.40379750000001,2.8915140624999998]
[0.09,-2.5,13.190859374999999,30,2.8287812499999996,1.51185E-2,0.41566727363312606,1.7345843750000003]
[0.09,-2.5,19.260687500000003,30,14.440624999999999,3.7499999999999999E-2,2.659605,2.3615093749999998]
[0.09,-2.5,21.086749999999999,30,19.856999999999999,0.06,6.5467200000000014,2.5440343750000003]
[0.09,-2.5,21.703882812500002,30,22.0406328125,7.8749999999999987E-2,11.3544675,2.6049992187500002]
[0.09,-2.5,22.08653125,30,23.479671875000001,9.7500000000000003E-2,17.389724999999999,2.6430406250000003]
[0.09,-2.5,22.390468749999997,30,24.672687500000002,0.12,26.186880000000006,2.6733562499999999]
[0.09,-2.5,22.557882812499997,30,25.354796875000002,0.13875000000000001,35.08632750000001,2.6879585937500003]
[0.09,0,19.275874999999999,30,13.325499999999998,0.03,1.6366800000000004,2.0930624999999998]
[0.09,0,20.973375000000001,30,17.964999999999996,4.4999999999999998E-2,3.6825299999999999,2.2646125000000001]
[0.09,2.5,21.763593749999998,30,18.9750625,4.4999999999999998E-2,3.6825299999999999,2.0746093749999996]
[0.09,2.5,22.967437499999996,30,23.000624999999999,7.4999999999999997E-2,10.22925,2.1945187499999994]
[0.09,2.5,23.82690625,30,26.364656249999999,0.15,40.917000000000002,2.2735562500000004]
[0.09,5,23.642624999999999,30,23.641750000000002,7.4999999999999997E-2,10.22925,1.9935874999999998]
[0.09,10,19.912999999999997,30,13.32775,1.5133625000000001E-2,0.41650285180610447,1.0997250000000001]
[0.09,10,25.200749999999999,30,25.7135,0.09,14.730119999999999,1.6129000000000002]
[0.08,-30,39.536000000000001,70,19.425000000000001,0.03,1.6366800000000004,6.3627000000000002]
[0.08,-30,50.642000000000003,70,53.914000000000001,0.105,20.049329999999998,7.0781999999999998]
[0.08,-20,43.069500000000005,70,24.588999999999999,0.03,1.6366800000000004,5.7095000000000002]
[0.08,-20,50.156999999999996,70,45.402500000000003,0.06,6.5467200000000014,6.1790500000000002]
[0.08,-15,41.422625000000004,70,20.923768750000001,2.6302487499999999E-2,1.3326877521939646,5.1266375000000002]
[0.08,-15,49.34225,70,39.806750000000001,4.4999999999999998E-2,3.6825299999999999,5.6882750000000009]
[0.08,-15,49.871312500000002,70,41.554625000000001,4.8750000000000002E-2,4.3985775,5.7233875000000012]
[0.08,-15,52.065875000000005,70,48.992750000000001,6.7500000000000004E-2,8.3879850000000005,5.8691250000000004]
[0.08,-15,53.457999999999998,70,54.189250000000001,0.09,14.730119999999999,5.9617999999999993]
[0.08,-15,54.106812500000004,70,56.782062499999995,0.10874999999999999,21.583717499999999,6.0050812499999999]
[0.08,-15,54.564999999999998,70,58.670500000000004,0.1275,29.664825000000008,6.0356000000000005]
[0.08,-15,54.965249999999997,70,60.362750000000005,0.15,40.917000000000002,6.049525]
[0.08,-10,47.650500000000001,70,32.721000000000004,3.3750000000000002E-2,2.1481425000000001,5.1287500000000001]
[0.08,-10,52.268249999999995,70,46.551749999999998,5.6249999999999994E-2,5.8306725000000004,5.4453250000000004]
[0.08,-10,53.889000000000003,70,52.317999999999998,7.4999999999999997E-2,10.22925,5.5546000000000006]
[0.08,-10,54.745249999999999,70,55.650999999999996,9.375E-2,16.059922499999999,5.6125249999999998]
[0.08,-10,55.408999999999999,70,58.352499999999999,0.11624999999999999,24.652492500000001,5.6574499999999999]
[0.08,-10,55.790999999999997,70,59.96,0.13500000000000001,33.142770000000013,5.6833]
[0.08,-7.5,35.027500000000003,70,8.1607625000000006,1.51549875E-2,0.41767407776071652,3.9806875000000002]
[0.08,-7.5,38.124968750000008,70,13.877946875000001,1.8866240624999999E-2,0.72242555832053745,4.209359375]
[0.08,-7.5,49.439562500000001,70,36.776812499999998,3.7499999999999999E-2,2.659605,5.0359937500000012]
[0.08,-7.5,54.177218749999994,70,51.879343749999997,7.1250000000000008E-2,9.3086175000000004,5.3604125000000007]
[0.08,-7.5,54.801375,70,54.243437499999999,8.249999999999999E-2,12.479685,5.4027750000000001]
[0.08,-7.5,55.521562500000002,70,57.096593749999997,0.10125000000000001,18.719527499999998,5.4517531249999998]
[0.08,-7.5,56.076718749999998,70,59.392093750000001,0.12375,27.925852500000005,5.4894750000000005]
[0.08,-7.5,56.395187499999999,70,60.752375000000001,0.14250000000000002,37.029885000000007,5.5053000000000001]
[0.08,-5,42.242875000000005,70,21.231112499999998,2.2567687499999999E-2,1.0266386198209008,4.2979625000000006]
[0.08,-5,52.130499999999998,70,43.423249999999996,4.4999999999999998E-2,3.6825299999999999,5.0071250000000003]
[0.08,-5,54.222562499999995,70,50.5405625,6.3750000000000001E-2,7.4673525000000005,5.1495250000000006]
[0.08,-5,55.518749999999997,70,55.418937499999998,8.6249999999999993E-2,13.6049025,5.2378749999999998]
[0.08,-5,55.806624999999997,70,56.559062499999996,9.375E-2,16.059922499999999,5.25754375]
[0.08,-5,56.645375000000001,70,60.023875000000004,0.1275,29.664825000000008,5.3148499999999999]
[0.08,-5,56.712312499999996,70,60.309312500000004,0.13125000000000001,31.40379750000001,5.3194249999999998]
[0.08,-5,56.991500000000002,70,61.513750000000002,0.15,40.917000000000002,5.3271999999999995]
[0.08,-2.5,49.984406250000006,70,36.267468749999992,3.3750000000000002E-2,2.1481425000000001,4.6395531249999999]
[0.08,-2.5,53.679625000000001,70,47.293937499999998,5.2499999999999998E-2,5.1146250000000002,4.89795625]
[0.08,-2.5,55.318156250000001,70,53.064031249999999,7.1250000000000008E-2,9.3086175000000004,5.0101375000000008]
[0.08,-2.5,56.337312499999996,70,57.013093750000003,9.375E-2,16.059922499999999,5.0800531249999992]
[0.08,-2.5,56.847437499999998,70,59.106062499999993,0.11249999999999999,23.118105,5.1150937499999998]
[0.08,-2.5,57.324468750000001,70,61.134125000000004,0.13875000000000001,35.08632750000001,5.1451250000000002]
[0.08,0,49.860500000000002,70,34.859000000000002,0.03,1.6366800000000004,4.4126000000000003]
[0.08,0,57.1965,70,58.808499999999995,0.105,20.049329999999998,4.9252500000000001]
[0.08,2.5,54.136750000000006,70,46.120625000000004,4.4999999999999998E-2,3.6825299999999999,4.4986625]
[0.08,2.5,58.024249999999995,70,60.521000000000001,0.12,26.186880000000006,4.7685499999999994]
[0.08,5,54.805500000000002,70,47.019750000000002,4.4999999999999998E-2,3.6825299999999999,4.3291750000000002]
[0.08,5,56.36,70,52.337000000000003,0.06,6.5467200000000014,4.4381500000000003]
[0.08,5,58.755749999999999,70,61.864249999999998,0.13500000000000001,33.142770000000013,4.6054000000000004]
[0.08,10,57.56,70,53.718000000000004,0.06,6.5467200000000014,4.0914000000000001]
[0.08,-30,39.103000000000002,60,34.985999999999997,0.06,6.5467200000000014,6.2801499999999999]
[0.08,-30,41.319000000000003,60,42.936500000000002,0.09,14.730119999999999,6.4300499999999996]
[0.08,-20,35.408749999999998,60,19.204574999999998,0.03,1.6366800000000004,5.1270249999999997]
[0.08,-20,44.22475,60,46.948750000000004,0.105,20.049329999999998,5.7397499999999999]
[0.08,-15,28.231906250000002,60,5.3909312499999995,1.89262875E-2,0.72574402086197209,4.0939656250000001]
[0.08,-15,40.199093750000003,60,30.210821875000001,4.1249999999999995E-2,3.1710674999999999,5.01145]
[0.08,-15,43.08925,60,39.234375,0.06,6.5467200000000014,5.2143249999999997]
[0.08,-15,44.529250000000005,60,44.491,8.249999999999999E-2,12.479685,5.3149124999999993]
[0.08,-15,45.250406249999997,60,47.293625000000006,0.10125000000000001,18.719527499999998,5.3653875000000006]
[0.08,-15,45.555125000000004,60,48.520375000000001,0.11249999999999999,23.118105,5.3867312500000004]
[0.08,-15,45.876374999999996,60,49.840374999999995,0.1275,29.664825000000008,5.4092437499999999]
[0.08,-15,46.181437500000001,60,51.121937500000001,0.14624999999999999,38.973442500000004,5.4215562500000001]
[0.08,-10,36.216000000000001,60,19.3067125,2.6305612499999999E-2,1.3328600335657128,4.2495000000000003]
[0.08,-10,43.111875000000005,60,36.301625000000001,4.8750000000000002E-2,4.3985775,4.7669874999999999]
[0.08,-10,44.918999999999997,60,42.474500000000006,6.7500000000000004E-2,8.3879850000000005,4.8945249999999998]
[{"$f":"(A10003+A10493)/2","v":0.08},-10,46.069000000000003,60,46.796999999999997,0.09,14.730119999999999,4.976049999999999]
[0.08,-10,46.60575,60,48.957499999999996,0.10874999999999999,21.583717499999999,5.0142000000000007]
[0.08,-10,46.985500000000002,60,50.531999999999996,0.1275,29.664825000000008,5.0411999999999999]
[{"$f":"(A10019+A10509)/2","v":0.08},-10,47.317499999999995,60,51.944000000000003,0.15,40.917000000000002,5.0534999999999997]
[0.08,-7.5,40.698171875,60,28.222625000000001,3.3750000000000002E-2,2.1481425000000001,4.3705531250000007]
[0.08,-7.5,44.612046874999997,60,39.953937499999995,5.6249999999999994E-2,5.8306725000000004,4.6536312500000001]
[0.08,-7.5,45.993062500000001,60,44.866749999999996,7.4999999999999997E-2,10.22925,4.7516625000000001]
[0.08,-7.5,46.725312500000001,60,47.712312499999996,9.375E-2,16.059922499999999,4.8038390624999989]
[0.08,-7.5,46.834125,60,48.149875000000002,9.7500000000000003E-2,17.389724999999999,4.8116031249999995]
[0.08,-7.5,47.293109375,60,50.021046874999996,0.11624999999999999,24.652492500000001,4.8443484374999999]
[0.08,-7.5,47.620437499999994,60,51.395812500000005,0.13500000000000001,33.142770000000013,4.8677375000000005]
[0.08,-5,38.072062500000001,60,22.245784374999999,2.6301343750000001E-2,1.3326260800707195,3.9443125000000001]
[0.08,-5,43.187656249999996,60,34.254624999999997,4.1249999999999995E-2,3.1710674999999999,4.33090625]
[0.08,-5,45.873499999999993,60,42.897374999999997,6.3750000000000001E-2,7.4673525000000005,4.5239093750000006]
[0.08,-5,46.865062500000001,60,46.59375,8.249999999999999E-2,12.479685,4.5947125]
[0.08,-5,47.477125000000001,60,49.015874999999994,0.10125000000000001,18.719527499999998,4.6385343749999999]
[0.08,-5,47.949312499999998,60,50.966000000000001,0.12375,27.925852500000005,4.6723749999999997]
[0.08,-5,48.220624999999998,60,52.122624999999999,0.14250000000000002,37.029885000000007,4.6865937500000001]
[0.08,-2.5,36.53875,60,19.143890624999997,2.2598418750000002E-2,1.0283382066464453,3.6017187499999999]
[0.08,-2.5,44.71875,60,37.584249999999997,4.4999999999999998E-2,3.6825299999999999,4.2217812500000003]
[0.08,-2.5,45.102796874999996,60,38.8761875,4.8750000000000002E-2,4.3985775,4.2492437499999998]
[0.08,-2.5,46.918125000000003,60,45.190437500000002,7.1250000000000008E-2,9.3086175000000004,4.3791484375000005]
[0.08,-2.5,47.711500000000001,60,48.230249999999998,0.09,14.730119999999999,4.4361249999999997]
[0.08,-2.5,48.185109374999996,60,50.156046875000001,0.10874999999999999,21.583717499999999,4.4702109375000001]
[0.08,-2.5,48.576656249999999,60,51.800375000000003,0.13125000000000001,31.40379750000001,4.4984249999999992]
[0.08,-2.5,48.8128125,60,52.817937499999999,0.15,40.917000000000002,4.5053437499999998]
[0.08,0,48.259,60,48.707999999999998,0.09,14.730119999999999,4.2561499999999999]
[0.08,2.5,34.091437499999998,60,14.02481875,1.5179762499999999E-2,0.41906059931291673,2.9732312500000004]
[0.08,2.5,48.8065,60,49.185749999999999,0.09,14.730119999999999,4.0761749999999992]
[0.08,2.5,49.809687499999995,60,53.400562500000007,0.15,40.917000000000002,4.1399062500000001]
[0.08,5,49.956374999999994,60,52.163374999999995,0.12,26.186880000000006,3.9402749999999997]
[{"$f":"(A10163+A10653)/2","v":0.08},10,48.122500000000002,60,42.137999999999998,4.4999999999999998E-2,3.6825299999999999,3.3642500000000002]
[0.08,10,51.165500000000002,60,53.655500000000004,0.13500000000000001,33.142770000000013,3.5894500000000003]
[0.08,-30,30.652000000000001,50,27.361000000000001,0.06,6.5467200000000014,5.6806000000000001]
[0.08,-30,31.87,50,31.614999999999998,7.4999999999999997E-2,10.22925,5.7679]
[0.08,-30,34.183999999999997,50,40.552999999999997,0.15,40.917000000000002,5.9201999999999995]
[0.08,-20,34.410499999999999,50,33.947000000000003,7.4999999999999997E-2,10.22925,5.0366499999999998]
[0.08,-15,19.304749999999999,50,-2.34795,1.526015E-2,0.42348638018940143,3.3610999999999995]
[0.08,-15,33.056750000000001,50,26.213750000000001,4.4999999999999998E-2,3.6825299999999999,4.4772999999999996]
[0.08,-15,34.72,50,31.670500000000001,0.06,6.5467200000000014,4.5999250000000007]
[0.08,-15,35.836812500000008,50,35.703375000000001,7.8749999999999987E-2,11.3544675,4.6825937500000006]
[0.08,-15,36.523000000000003,50,38.333749999999995,9.7500000000000003E-2,17.389724999999999,4.7334750000000003]
[0.08,-15,37.063749999999999,50,40.497749999999996,0.12,26.186880000000006,4.7736499999999999]
[0.08,-15,37.360812499999994,50,41.729187500000002,0.13875000000000001,35.08632750000001,4.7929124999999999]
[0.08,-10,24.346499999999999,50,6.09605,1.8952725E-2,0.72720701448455116,3.2866]
[0.08,-10,33.762749999999997,50,25.831250000000001,4.1249999999999995E-2,3.1710674999999999,4.0647250000000001]
[0.08,-10,36.076000000000001,50,33.106999999999999,0.06,6.5467200000000014,4.2397]
[0.08,-10,37.235500000000002,50,37.367000000000004,8.249999999999999E-2,12.479685,4.3267999999999995]
[0.08,-10,37.377750000000006,50,37.911000000000001,8.6249999999999993E-2,13.6049025,4.3374999999999995]
[0.08,-10,37.917000000000002,50,40.039000000000001,0.105,20.049329999999998,4.3781000000000008]
[0.08,-10,38.323999999999998,50,41.713499999999996,0.1275,29.664825000000008,4.4088500000000002]
[0.08,-10,38.571249999999999,50,42.756750000000004,0.14624999999999999,38.973442500000004,4.419575]
[0.08,-7.5,29.96815625,50,16.240181250000003,2.6318209374999998E-2,1.333557594196253,3.5271093750000002]
[0.08,-7.5,35.614718750000009,50,30.205406249999996,4.8750000000000002E-2,4.3985775,3.9800968750000001]
[0.08,-7.5,37.118562500000003,50,35.336687499999996,6.7500000000000004E-2,8.3879850000000005,4.0929562500000003]
[0.08,-7.5,38.079875000000001,50,38.940249999999999,0.09,14.730119999999999,4.1654749999999989]
[0.08,-7.5,38.459125,50,40.457625,0.105,20.049329999999998,4.1941500000000005]
[0.08,-7.5,38.901781249999999,50,42.287968750000005,0.13125000000000001,31.40379750000001,4.2277249999999995]
[0.08,-5,24.502749999999999,50,5.8220499999999999,1.5275375000000001E-2,0.42433140092395238,2.8304499999999999]
[0.08,-5,33.767499999999998,50,23.748437500000001,3.3750000000000002E-2,2.1481425000000001,3.60966875]
[0.08,-5,34.493499999999997,50,25.806874999999998,3.7499999999999999E-2,2.659605,3.6662625000000002]
[0.08,-5,36.980312499999997,50,33.376937499999997,5.6249999999999994E-2,5.8306725000000004,3.8572812499999998]
[0.08,-5,38.122,50,37.432749999999999,7.4999999999999997E-2,10.22925,3.9434999999999998]
[0.08,-5,38.820500000000003,50,40.150874999999999,9.7500000000000003E-2,17.389724999999999,3.9964750000000002]
[0.08,-5,39.201875000000001,50,41.701999999999998,0.11624999999999999,24.652492500000001,4.0254624999999997]
[0.08,-5,39.637250000000002,50,43.539500000000004,0.15,40.917000000000002,4.0489250000000006]
[0.08,-2.5,29.814187499999999,50,15.4206875,2.2638956250000002E-2,1.0305762125314475,3.0455437500000002]
[0.08,-2.5,35.947874999999996,50,28.88234375,4.1249999999999995E-2,3.1710674999999999,3.5519218750000001]
[0.08,-2.5,38.139281249999996,50,35.931281249999998,6.3750000000000001E-2,7.4673525000000005,3.7193781249999995]
[0.08,-2.5,38.953562500000004,50,38.960187500000004,8.249999999999999E-2,12.479685,3.7812874999999999]
[0.08,-2.5,39.457437499999997,50,40.948843749999995,0.10125000000000001,18.719527499999998,3.8196937500000008]
[0.08,-2.5,39.846531249999998,50,42.551718749999992,0.12375,27.925852500000005,3.8494250000000001]
[0.08,-2.5,40.070562500000001,50,43.503250000000001,0.14250000000000002,37.029885000000007,3.86195625]
[0.08,0,37.331000000000003,50,31.7685,4.4999999999999998E-2,3.6825299999999999,3.4324000000000003]
[0.08,0,38.5745,50,35.948999999999998,0.06,6.5467200000000014,3.5267499999999998]
[0.08,0,40.658500000000004,50,44.132000000000005,0.15,40.917000000000002,3.6775500000000001]
[0.08,2.5,40.319375000000001,50,40.881250000000001,0.09,14.730119999999999,3.4345749999999997]
[0.08,5,29.498249999999999,50,13.93535,1.5285525000000001E-2,0.42489549747972111,2.3133500000000002]
[0.08,5,40.879249999999999,50,41.366500000000002,0.09,14.730119999999999,3.2518500000000001]
[0.08,10,38.052999999999997,50,29.495999999999999,0.03,1.6366800000000004,2.5741000000000001]
[0.08,10,42.253999999999998,50,43.387999999999998,0.105,20.049329999999998,2.9064999999999999]
[0.08,-30,12.807,30,7.3094000000000001,4.4999999999999998E-2,3.6825299999999999,4.2668999999999997]
[0.08,-30,16.713999999999999,30,20.870999999999999,0.12,26.186880000000006,4.58]
[0.08,-20,15.9055,30,11.132200000000001,4.4999999999999998E-2,3.6825299999999999,3.5480499999999999]
[0.08,-20,19.468499999999999,30,23.881,0.15,40.917000000000002,3.8286000000000002]
[0.08,-15,15.010800000000001,30,6.2256,0.03,1.6366800000000004,2.9821999999999997]
[0.08,-15,17.748874999999998,30,14.0062,4.8750000000000002E-2,4.3985775,3.2128562499999997]
[0.08,-15,18.042999999999999,30,14.9688,5.2499999999999998E-2,5.1146250000000002,3.2370874999999999]
[0.08,-15,19.144625000000001,30,18.726062500000001,7.1250000000000008E-2,9.3086175000000004,3.3278124999999998]
[0.08,-15,19.84,30,21.323999999999998,9.375E-2,16.059922499999999,3.3852625000000001]
[0.08,-15,20.190999999999999,30,22.709625000000003,0.11249999999999999,23.118105,3.4143374999999998]
[0.08,-15,20.440750000000001,30,23.725312500000001,0.13125000000000001,31.40379750000001,3.4350687499999997]
[0.08,-10,13.736500000000001,30,3.1523000000000003,2.2568850000000001E-2,1.0266984214689543,2.3545499999999997]
[0.08,-10,17.9315,30,11.9313,3.7499999999999999E-2,2.659605,2.7366999999999999]
[0.08,-10,20.036000000000001,30,18.370999999999999,0.06,6.5467200000000014,2.9155000000000002]
[0.08,-10,20.733750000000001,30,20.91075,7.8749999999999987E-2,11.3544675,2.9737999999999998]
[0.08,-10,21.164000000000001,30,22.573,9.7500000000000003E-2,17.389724999999999,3.0099499999999999]
[0.08,-10,21.504999999999999,30,23.943999999999999,0.12,26.186880000000006,3.0385999999999997]
[0.08,-10,21.692,30,24.725250000000003,0.13875000000000001,35.08632750000001,3.0523750000000001]
[0.08,-7.5,13.325968750000001,30,2.1381624999999995,1.8848812499999999E-2,0.72146232740973204,2.0749374999999999]
[0.08,-7.5,14.787812500000001,30,4.8363249999999995,2.2565874999999999E-2,1.0265348849398215,2.2092999999999998]
[0.08,-7.5,19.717750000000002,30,15.900124999999999,4.4999999999999998E-2,3.6825299999999999,2.6514499999999996]
[0.08,-7.5,20.963437500000001,30,20.116812499999998,6.7500000000000004E-2,8.3879850000000005,2.7559125]
[0.08,-7.5,21.518218750000003,30,22.180187499999999,8.6249999999999993E-2,13.6049025,2.8024624999999999]
[0.08,-7.5,21.865874999999996,30,23.549125000000004,0.105,20.049329999999998,2.8318124999999998]
[0.08,-7.5,22.129437500000002,30,24.628812500000002,0.1275,29.664825000000008,2.8540374999999996]
[0.08,-7.5,22.289375000000003,30,25.302374999999998,0.14624999999999999,38.973442500000004,2.8618468750000003]
[0.08,-5,17.201562500000001,30,9.0390250000000005,2.6281449999999998E-2,1.3315256742053445,2.1879499999999998]
[0.08,-5,20.656062500000001,30,17.591875000000002,4.8750000000000002E-2,4.3985775,2.4926124999999999]
[0.08,-5,21.590874999999997,30,20.779125000000001,6.7500000000000004E-2,8.3879850000000005,2.571275]
[0.08,-5,22.022124999999999,30,22.378250000000001,8.249999999999999E-2,12.479685,2.6075499999999998]
[0.08,-5,22.519374999999997,30,24.342874999999999,0.11249999999999999,23.118105,2.6496124999999999]
[0.08,-5,22.709812499999998,30,25.130687500000001,0.13125000000000001,31.40379750000001,2.6657624999999996]
[0.08,-5,22.743750000000002,30,25.272750000000002,0.13500000000000001,33.142770000000013,2.66865]
[0.08,-2.5,14.364374999999999,30,3.5259999999999998,1.5119850000000001E-2,0.41573562376311207,1.6919250000000001]
[0.08,-2.5,20.280875000000002,30,15.336562499999999,3.7499999999999999E-2,2.659605,2.2208125000000001]
[0.08,-2.5,21.76878125,30,19.869187499999995,5.6249999999999994E-2,5.8306725000000004,2.3486937500000002]
[0.08,-2.5,22.459999999999997,30,22.32075,7.4999999999999997E-2,10.22925,2.4069999999999996]
[0.08,-2.5,22.885249999999999,30,23.971937500000003,9.7500000000000003E-2,17.389724999999999,2.4430437500000002]
[0.08,-2.5,23.222312500000001,30,25.348437500000003,0.1275,29.664825000000008,2.4717124999999998]
[0.08,-2.5,23.310124999999999,30,25.718625000000003,0.13875000000000001,35.08632750000001,2.4775468750000003]
[0.08,0,21.859000000000002,30,18.735499999999998,4.4999999999999998E-2,3.6825299999999999,2.1181999999999999]
[0.08,0,23.710999999999999,30,25.465,0.12,26.186880000000006,2.2755999999999998]
[0.08,2.5,23.270375000000001,30,22.022874999999999,0.06,6.5467200000000014,2.0001250000000002]
[0.08,2.5,24.367875000000002,30,26.290875000000003,0.13500000000000001,33.142770000000013,2.093925]
[0.08,5,23.917249999999999,30,22.753249999999998,0.06,6.5467200000000014,1.8170500000000001]
[0.08,5,24.283999999999999,30,24.1035,7.4999999999999997E-2,10.22925,1.8483999999999998]
[0.08,5,24.985250000000001,30,26.957250000000002,0.15,40.917000000000002,1.9038250000000003]
[0.08,10,25.5,30,25.292000000000002,7.4999999999999997E-2,10.22925,1.476]
[0.06,-30,48.712500000000006,70,29.608499999999999,0.03,1.6366800000000004,5.0691000000000006]
[0.06,-30,56.371499999999997,70,57.522000000000006,0.105,20.049329999999998,5.4904500000000001]
[0.06,-20,54.5505,70,44.808250000000001,4.4999999999999998E-2,3.6825299999999999,4.7422000000000004]
[0.06,-20,58.254249999999999,70,60.157499999999999,0.12,26.186880000000006,4.9507499999999993]
[0.06,-15,47.392687500000001,70,24.258706249999999,2.2620856250000002E-2,1.0295821870880697,3.9845437500000003]
[0.06,-15,55.571249999999999,70,46.232624999999999,4.4999999999999998E-2,3.6825299999999999,4.4744000000000002]
[0.06,-15,57.228687499999999,70,52.727062500000002,6.3750000000000001E-2,7.4673525000000005,4.568603125000001]
[0.06,-15,57.642812500000005,70,54.469687500000006,7.1250000000000008E-2,9.3086175000000004,4.5922343750000003]
[0.06,-15,58.82421875,70,59.742468749999993,0.10874999999999999,21.583717499999999,4.6598968749999994]
[0.06,-15,59.134812499999995,70,61.218812499999999,0.1275,29.664825000000008,4.6777312499999999]
[0.06,-15,59.187406249999995,70,61.471968750000002,0.13125000000000001,31.40379750000001,4.6807468750000005]
[0.06,-15,59.405874999999995,70,62.538875000000004,0.15,40.917000000000002,4.6858374999999999]
[0.06,-10,53.6815,70,37.826000000000001,0.03,1.6366800000000004,4.0353500000000002]
[0.06,-10,57.265749999999997,70,50.299499999999995,5.2499999999999998E-2,5.1146250000000002,4.2454000000000001]
[0.06,-10,58.516625000000005,70,55.399000000000001,7.1250000000000008E-2,9.3086175000000004,4.3176500000000004]
[0.06,-10,59.291375000000002,70,58.845124999999996,9.375E-2,16.059922499999999,4.3626499999999995]
[0.06,-10,59.741375000000005,70,60.963499999999996,0.11624999999999999,24.652492500000001,4.3889374999999999]
[0.06,-10,60.000499999999995,70,62.219499999999996,0.13500000000000001,33.142770000000013,4.4040499999999998]
[0.06,-7.5,47.434140625000005,70,23.1220984375,1.8923610937500002E-2,0.72561038861747829,3.4905640624999998]
[0.06,-7.5,55.656312499999999,70,43.603125000000006,3.7499999999999999E-2,2.659605,3.9905562500000005]
[0.06,-7.5,58.361062500000003,70,53.480625000000003,0.06,6.5467200000000014,4.1489875000000005]
[0.06,-7.5,59.223328125000002,70,57.191671874999997,7.8749999999999987E-2,11.3544675,4.1992015625000008]
[0.06,-7.5,59.748968750000003,70,59.58653125,9.7500000000000003E-2,17.389724999999999,4.2299406249999993]
[0.06,-7.5,59.832328124999997,70,59.975953124999997,0.10125000000000001,18.719527499999998,4.2348359374999998]
[0.06,-7.5,60.161312500000001,70,61.542937500000001,0.12,26.186880000000006,4.2541375000000006]
[0.06,-7.5,60.387046874999996,70,62.650093750000003,0.13875000000000001,35.08632750000001,4.2656609374999999]
[0.06,-5,52.62409375,70,34.779778124999993,2.6300153125E-2,1.3325647754372585,3.6463843750000002]
[0.06,-5,57.529499999999999,70,49.068874999999998,4.4999999999999998E-2,3.6825299999999999,3.9407125000000001]
[0.06,-5,59.140500000000003,70,55.553624999999997,6.7500000000000004E-2,8.3879850000000005,4.0347062500000002]
[0.06,-5,59.844218750000003,70,58.651281249999997,8.6249999999999993E-2,13.6049025,4.0759343750000001]
[0.06,-5,60.280874999999995,70,60.679249999999996,0.105,20.049329999999998,4.1016624999999998]
[0.06,-5,60.608437500000001,70,62.264312500000003,0.1275,29.664825000000008,4.1209749999999996]
[0.06,-5,60.80678125,70,63.247812500000002,0.14624999999999999,38.973442500000004,4.127703125]
[0.06,-2.5,53.268890624999997,70,35.9566484375,2.6292435937499997E-2,1.3321394213353575,3.5242765624999999]
[0.06,-2.5,56.695437499999997,70,45.326374999999999,3.7499999999999999E-2,2.659605,3.72971875]
[0.06,-2.5,59.72084375,70,56.781718749999996,7.1250000000000008E-2,9.3086175000000004,3.9089328125000007]
[0.06,-2.5,59.893062499999999,70,57.522999999999996,7.4999999999999997E-2,10.22925,3.9190562500000006]
[0.06,-2.5,60.414078125000003,70,59.901078124999998,9.375E-2,16.059922499999999,3.9498359374999996]
[0.06,-2.5,60.76,70,61.543468749999995,0.11249999999999999,23.118105,3.9703531249999999]
[0.06,-2.5,61.048624999999994,70,62.955624999999998,0.13500000000000001,33.142770000000013,3.9874625000000004]
[0.06,0,47.765749999999997,70,22.848324999999999,1.5138875E-2,0.4168162689338244,3.03735]
[0.06,0,61.011249999999997,70,61.306999999999995,0.105,20.049329999999998,3.8255249999999998]
[0.06,2.5,56.533374999999999,70,42.912562500000007,0.03,1.6366800000000004,3.3958812500000004]
[0.06,2.5,61.747374999999998,70,63.446375000000003,0.13500000000000001,33.142770000000013,3.7097375000000001]
[0.06,5,60.468874999999997,70,56.173749999999998,0.06,6.5467200000000014,3.472925]
[0.06,5,62.09675,70,63.691749999999999,0.13500000000000001,33.142770000000013,3.570875]
[0.06,10,61.311999999999998,70,57.251000000000005,0.06,6.5467200000000014,3.2025000000000001]
[0.06,10,62.906999999999996,70,64.754500000000007,0.15,40.917000000000002,3.2946499999999999]
[0.06,-30,46.176749999999998,60,44.162500000000001,7.4999999999999997E-2,10.22925,4.9709500000000002]
[0.06,-30,46.774250000000002,60,46.715499999999999,0.09,14.730119999999999,5.0055500000000004]
[0.06,-20,33.042999999999999,60,5.5310375000000001,1.520605E-2,0.42050595161186277,3.4879749999999996]
[0.06,-20,48.466625000000001,60,48.213499999999996,0.09,14.730119999999999,4.4413499999999999]
[0.06,-15,44.6706875,60,31.716810937500004,3.3750000000000002E-2,2.1481425000000001,3.8807546875000005]
[0.06,-15,46.074187500000001,60,36.372645312500005,4.1249999999999995E-2,3.1710674999999999,3.9656015624999998]
[0.06,-15,48.269062500000004,60,44.503374999999998,6.3750000000000001E-2,7.4673525000000005,4.096810937499999]
[0.06,-15,49.071343749999997,60,47.902468749999997,8.249999999999999E-2,12.479685,4.1447812500000003]
[0.06,-15,49.5651875,60,50.112953124999997,0.10125000000000001,18.719527499999998,4.1744234374999998]
[0.06,-15,49.945265625000005,60,51.883531250000004,0.12375,27.925852500000005,4.1973203124999996]
[0.06,-15,50.163406250000001,60,52.930062500000005,0.14250000000000002,37.029885000000007,4.2069124999999996]
[0.06,-10,41.102125000000001,60,21.988087499999999,2.2613037499999999E-2,1.0291459897081043,3.3088249999999997]
[{"$f":"(A10971+A11461)/2","v":0.06},-10,47.822749999999999,60,40.148249999999997,4.4999999999999998E-2,3.6825299999999999,3.7358750000000001]
[0.06,-10,48.725000000000001,60,43.658999999999999,5.6249999999999994E-2,5.8306725000000004,3.7902312499999997]
[0.06,-10,49.542124999999999,60,47.009124999999997,7.1250000000000008E-2,9.3086175000000004,3.8396625000000002]
[{"$f":"(A10983+A11473)/2","v":0.06},-10,50.158999999999999,60,49.711500000000001,0.09,14.730119999999999,3.8771499999999994]
[0.06,-10,50.525937499999998,60,51.411500000000004,0.10874999999999999,21.583717499999999,3.8995750000000005]
[0.06,-10,50.829125000000005,60,52.857500000000002,0.13125000000000001,31.40379750000001,3.9181374999999998]
[{"$f":"(A10999+A11489)/2","v":0.06},-10,51.011499999999998,60,53.749750000000006,0.15,40.917000000000002,3.9226500000000004]
[0.06,-7.5,45.818968750000003,60,32.5033125,0.03,1.6366800000000004,3.4469906249999998]
[0.06,-7.5,48.881218750000002,60,43.121578124999999,5.2499999999999998E-2,5.1146250000000002,3.6358531249999997]
[{"$f":"(A11015+A11505)/2","v":0.06},-7.5,49.955078125,60,47.478382812499994,7.1250000000000008E-2,9.3086175000000004,3.7010210937500005]
[0.06,-7.5,50.621984375000004,60,50.427585937499998,9.375E-2,16.059922499999999,3.7417453124999995]
[0.06,-7.5,51.009968749999999,60,52.242609375000001,0.11624999999999999,24.652492500000001,3.7655671875000003]
[0.06,-7.5,51.233437499999994,60,53.319437500000006,0.13500000000000001,33.142770000000013,3.7793124999999996]
[0.06,-5,40.66378125,60,20.3074890625,1.890253125E-2,0.72444122979794645,2.9494812499999998]
[0.06,-5,47.592656250000005,60,37.558968749999998,3.7499999999999999E-2,2.659605,3.391775]
[0.06,-5,48.188390624999997,60,39.571140624999998,4.1249999999999995E-2,3.1710674999999999,3.4288343750000001]
[0.06,-5,49.892249999999997,60,45.9255,0.06,6.5467200000000014,3.5332937500000003]
[0.06,-5,50.629015624999994,60,49.079921874999997,7.8749999999999987E-2,11.3544675,3.5783593750000002]
[0.06,-5,51.150218750000001,60,51.449453124999998,0.10125000000000001,18.719527499999998,3.6104031249999999]
[0.06,-5,51.379625000000004,60,52.533218750000003,0.11624999999999999,24.652492500000001,3.624559375]
[0.06,-5,51.657687499999994,60,53.885312499999998,0.14250000000000002,37.029885000000007,3.6386500000000002]
[0.06,-2.5,45.148359374999998,60,30.32334765625,2.6298006249999999E-2,1.3324441174719475,3.0711093749999998]
[0.06,-2.5,49.264812499999998,60,42.300843749999999,4.4999999999999998E-2,3.6825299999999999,3.3309031249999999]
[0.06,-2.5,50.629156250000001,60,47.769140624999999,6.7500000000000004E-2,8.3879850000000005,3.4144140625000001]
[0.06,-2.5,51.226789062499996,60,50.385804687499999,8.6249999999999993E-2,13.6049025,3.4511984374999995]
[0.06,-2.5,51.59796875,60,52.100968749999993,0.105,20.049329999999998,3.4741625000000003]
[0.06,-2.5,51.877015624999999,60,53.442296874999997,0.1275,29.664825000000008,3.4914843749999998]
[0.06,-2.5,52.045953124999997,60,54.274921875000004,0.14624999999999999,38.973442500000004,3.4975156250000001]
[0.06,0,49.7455,60,43.018375000000006,4.4999999999999998E-2,3.6825299999999999,3.1959125000000004]
[0.06,0,51.713374999999999,60,51.197749999999999,0.09,14.730119999999999,3.3172749999999995]
[0.06,2.5,41.427031249999999,60,20.989846874999998,1.5169325000000001E-2,0.41848613020217507,2.5049031250000002]
[{"$f":"(A11127+A11617)/2","v":0.06},2.5,52.350781249999997,60,52.740781249999998,0.105,20.049329999999998,3.1928875000000003]
[0.06,5,48.730062500000003,60,37.659875,0.03,1.6366800000000004,2.8003187499999997]
[0.06,5,52.727187499999999,60,53.0606875,0.105,20.049329999999998,3.0522499999999999]
[{"$f":"(A11143+A11633)/2","v":0.06},10,51.66825,60,45.888499999999993,4.4999999999999998E-2,3.6825299999999999,2.6559499999999998]
[0.06,10,53.636749999999999,60,54.468999999999994,0.12,26.186880000000006,2.7810249999999996]
[0.06,-30,36.234499999999997,50,32.216999999999999,0.06,6.5467200000000014,4.4604999999999997]
[0.06,-30,38.68,50,42.660499999999999,0.15,40.917000000000002,4.6018999999999997]
[0.06,-20,38.90025,50,37.434250000000006,7.4999999999999997E-2,10.22925,3.9417499999999999]
[0.06,-15,27.664375,50,5.2894249999999996,1.51904125E-2,0.41963355685193221,2.8539999999999996]
[0.06,-15,36.119125000000004,50,25.046746875,3.3750000000000002E-2,2.1481425000000001,3.4225687500000004]
[0.06,-15,38.561624999999999,50,33.380062499999994,5.2499999999999998E-2,5.1146250000000002,3.5780750000000001]
[0.06,-15,38.852125000000001,50,34.485843749999994,5.6249999999999994E-2,5.8306725000000004,3.5962874999999999]
[0.06,-15,39.809874999999998,50,38.343875000000004,7.4999999999999997E-2,10.22925,3.6565750000000001]
[0.06,-15,40.392312500000003,50,40.895375000000001,9.7500000000000003E-2,17.389724999999999,3.6934562500000001]
[0.06,-15,40.709937500000002,50,42.343625000000003,0.11624999999999999,24.652492500000001,3.7136500000000003]
[0.06,-15,40.936374999999998,50,43.404874999999997,0.13500000000000001,33.142770000000013,3.7281]
[0.06,-10,33.216750000000005,50,16.950099999999999,2.2594900000000001E-2,1.0281410121340875,2.8717999999999999]
[0.06,-10,38.488124999999997,50,30.759124999999997,4.1249999999999995E-2,3.1710674999999999,3.2281875000000002]
[0.06,-10,40.263874999999999,50,37.350749999999998,6.3750000000000001E-2,7.4673525000000005,3.342225]
[0.06,-10,40.916249999999998,50,40.116750000000003,8.249999999999999E-2,12.479685,3.3840499999999998]
[0.06,-10,41.3185,50,41.91825,0.10125000000000001,18.719527499999998,3.4099375000000003]
[0.06,-10,41.628875000000001,50,43.362499999999997,0.12375,27.925852500000005,3.4300250000000001]
[0.06,-10,41.807000000000002,50,44.216999999999999,0.14250000000000002,37.029885000000007,3.43845]
[0.06,-7.5,33.971656250000002,50,18.342118750000001,2.2598984374999999E-2,1.0283665504950832,2.7515031250000002]
[0.06,-7.5,37.926078125000004,50,27.964640625000001,3.3750000000000002E-2,2.1481425000000001,3.0219218749999999]
[0.06,-7.5,39.798828125000007,50,34.344999999999999,4.8750000000000002E-2,4.3985775,3.1442484374999999]
[0.06,-7.5,40.992125000000001,50,39.096859374999994,7.1250000000000008E-2,9.3086175000000004,3.2206312500000003]
[0.06,-7.5,41.5129375,50,41.358437499999994,0.09,14.730119999999999,3.2542124999999995]
[0.06,-7.5,41.823093749999998,50,42.783515625,0.10874999999999999,21.583717499999999,3.2742953125000001]
[0.06,-7.5,42.079875000000001,50,43.996312500000002,0.13125000000000001,31.40379750000001,3.291015625]
[0.06,-7.5,42.234437500000006,50,44.745000000000005,0.15,40.917000000000002,3.2950687500000004]
[0.06,-5,37.980125000000001,50,27.208624999999998,0.03,1.6366800000000004,2.8557499999999996]
[0.06,-5,40.520312499999996,50,35.964750000000002,5.2499999999999998E-2,5.1146250000000002,3.0219437500000002]
[0.06,-5,41.644374999999997,50,40.550750000000001,7.8749999999999987E-2,11.3544675,3.0943156250000001]
[0.06,-5,42.037562500000007,50,42.309874999999998,9.7500000000000003E-2,17.389724999999999,3.1198312500000003]
[0.06,-5,42.300812500000006,50,43.532843749999998,0.11624999999999999,24.652492500000001,3.1369843749999999]
[0.06,-5,42.488500000000002,50,44.429000000000002,0.13500000000000001,33.142770000000013,3.1492749999999998]
[0.06,-5,42.516468750000001,50,44.5655,0.13875000000000001,35.08632750000001,3.1496656249999999]
[0.06,-2.5,33.935109374999996,50,17.562265624999998,1.8910729687500002E-2,0.72488644082561104,2.4038765624999998]
[0.06,-2.5,40.042078124999996,50,33.183640625000002,4.1249999999999995E-2,3.1710674999999999,2.821771875]
[0.06,-2.5,41.4468125,50,38.389375000000001,0.06,6.5467200000000014,2.9129687499999997]
[0.06,-2.5,42.372078125000002,50,42.388687500000003,9.375E-2,16.059922499999999,2.9731109374999996]
[0.06,-2.5,42.549875,50,43.208812499999993,0.105,20.049329999999998,2.9847312500000003]
[0.06,-2.5,42.759124999999997,50,44.197812499999998,0.12375,27.925852500000005,2.9984656249999997]
[0.06,-2.5,42.91315625,50,44.944500000000005,0.14250000000000002,37.029885000000007,3.005859375]
[0.06,0,41.891750000000002,50,38.947000000000003,0.06,6.5467200000000014,2.7731249999999998]
[0.06,0,43.231499999999997,50,44.939,0.13500000000000001,33.142770000000013,2.8609499999999999]
[0.06,2.5,42.807937500000001,50,41.508187500000005,7.4999999999999997E-2,10.22925,2.6641812499999999]
[0.06,2.5,43.698187500000003,50,45.665000000000006,0.15,40.917000000000002,2.7181437499999999]
[0.06,5,43.225625000000001,50,41.959125,7.4999999999999997E-2,10.22925,2.5227374999999999]
[0.06,5,43.512625,50,43.250624999999999,0.09,14.730119999999999,2.5417750000000003]
[0.06,10,41.544499999999999,50,33.480499999999999,0.03,1.6366800000000004,2.0710999999999999]
[0.06,10,44.617999999999995,50,45.466999999999999,0.12,26.186880000000006,2.2774999999999999]
[0.06,-30,17.59,30,11.937200000000001,4.4999999999999998E-2,3.6825299999999999,3.3933499999999999]
[0.06,-30,20.36,30,22.862000000000002,0.12,26.186880000000006,3.5809500000000001]
[0.06,-20,20.775750000000002,30,18.475749999999998,0.06,6.5467200000000014,2.8875999999999999]
[0.06,-20,22.24475,30,24.704499999999999,0.13500000000000001,33.142770000000013,2.98935]
[0.06,-15,17.820374693750004,30,7.677865624999999,2.630976875E-2,1.3330967755792611,2.3130906250000001]
[0.06,-15,21.165875,30,17.28000625,4.8750000000000002E-2,4.3985775,2.5522843749999997]
[0.06,-15,22.036625000000001,30,20.623562499999998,6.7500000000000004E-2,8.3879850000000005,2.6128875000000003]
[0.06,-15,22.648249999999997,30,23.192468750000003,9.375E-2,16.059922499999999,2.6556937500000002]
[0.06,-15,22.8948125,30,24.291499999999999,0.11249999999999999,23.118105,2.6730749999999999]
[0.06,-15,23.070124999999997,30,25.094374999999999,0.13125000000000001,31.40379750000001,2.6854593749999998]
[0.06,-15,23.101374999999997,30,25.238999999999997,0.13500000000000001,33.142770000000013,2.687675]
[0.06,-10,15.733000000000001,30,2.0794499999999996,1.5255250000000001E-2,0.42323902960480475,1.7811500000000002]
[0.06,-10,20.913000000000004,30,14.177849999999999,3.3750000000000002E-2,2.1481425000000001,2.1686125000000001]
[0.06,-10,22.629375000000003,30,20.106375,5.6249999999999994E-2,5.8306725000000004,2.2914250000000003]
[0.06,-10,23.237499999999997,30,22.55,7.4999999999999997E-2,10.22925,2.3344499999999999]
[0.06,-10,23.705500000000001,30,24.605,0.105,20.049329999999998,2.3679000000000001]
[0.06,-10,23.848500000000001,30,25.259999999999998,0.12,26.186880000000006,2.3780999999999999]
[0.06,-10,23.979749999999999,30,25.876874999999998,0.13875000000000001,35.08632750000001,2.3863375000000002]
[0.06,1.25,21.23540625,30,15.191162499999999,3.3782937499999999E-2,2.3545324424699108,1.5226149999999998]
[0.06,1.25,23.698593750000001,30,21.387128125,8.0625000000000002E-2,14.678973750000003,1.7326118749999999]
[0.04,-3.75,10.411578125000002,15,9.8045468749999998,3.1875000000000001E-2,3.7336762500000003,1.372084375]
[0.04,-3.75,10.71340625,15,10.915437499999999,4.1249999999999995E-2,6.2398425,1.3973875]
[0.04,-3.75,10.900906249999998,15,11.647109375000001,5.0625000000000003E-2,9.359763749999999,1.4131984375]
[0.04,-3.75,10.932937499999998,15,11.774562500000002,5.2499999999999998E-2,10.024664999999999,1.4159062499999999]
[0.04,-3.75,11.064718750000001,15,12.314406250000001,6.3750000000000001E-2,14.832412500000004,1.4270187499999998]
[0.04,-3.75,11.144687500000002,15,12.651187499999999,7.3124999999999996E-2,19.486721250000002,1.4309234375000002]
[0.04,-2.5,9.282,15,5.7788500000000003,1.4999999999999999E-2,0.81834000000000018,1.1559249999999999]
[0.04,-2.5,10.32803125,15,8.7959375000000009,2.4375000000000001E-2,2.19928875,1.2463062499999999]
[0.04,-2.5,10.860718749999998,15,10.62640625,3.5625000000000004E-2,4.6543087500000002,1.2911187499999999]
[0.04,-2.5,11.096125000000001,15,11.515000000000001,4.4999999999999998E-2,7.3650599999999997,1.3109500000000001]
[0.04,-2.5,11.237531249999998,15,12.081031250000001,5.4374999999999993E-2,10.791858749999999,1.322934375]
[0.04,-2.5,11.354906249999999,15,12.56534375,6.5625000000000003E-2,15.701898750000005,1.3328812499999998]
[0.04,-2.5,11.425875000000001,15,12.865874999999999,7.4999999999999997E-2,20.458500000000001,1.3353375000000001]
[0.04,-1.25,9.9243437500000002,15,7.0548281250000002,1.6875000000000001E-2,1.07407125,1.091621875]
[0.04,-1.25,10.884390625,15,9.9345937499999977,2.8124999999999997E-2,2.9153362500000002,1.1743468750000001]
[0.04,-1.25,11.229999999999999,15,11.160375,3.7499999999999999E-2,5.1146250000000002,1.2034999999999998]
[0.04,-1.25,11.269359375000001,15,11.31159375,3.9374999999999993E-2,5.6772337500000001,1.20683125]
[0.04,-1.25,11.442625,15,11.985968750000001,4.8750000000000002E-2,8.6948624999999993,1.2215218750000001]
[0.04,-1.25,11.559265624999998,15,12.458453125,5.8124999999999996E-2,12.326246250000001,1.2314359375000001]
[0.04,-1.25,11.6550625,15,12.859312500000001,6.9375000000000006E-2,17.543163750000005,1.2387734375000001]
[0.04,0,10.134499999999999,15,7.1038999999999994,1.4999999999999999E-2,0.81834000000000018,0.98974999999999991]
[0.04,0,11.855499999999999,15,12.7325,0.06,13.093440000000003,1.1377999999999999]
[0.04,1.25,11.970062500000001,15,12.265750000000001,4.4999999999999998E-2,7.3650599999999997,1.028575]
[0.04,1.25,12.183937500000001,15,13.145437500000002,6.7500000000000004E-2,16.571385000000006,1.0469625]
[0.04,2.5,12.141999999999999,15,12.05175,3.7499999999999999E-2,5.1146250000000002,0.92419999999999991]
[0.04,2.5,12.492625,15,13.478625000000001,7.4999999999999997E-2,20.458500000000001,0.95191250000000016]
[0.04,5,12.75,15,12.646000000000001,3.7499999999999999E-2,5.1146250000000002,0.73799999999999999]
[0.04,-30,49.683999999999997,70,14.377000000000001,1.5043600000000001E-2,0.4115520985591255,3.5326]
[0.04,-30,61.863,70,59.665999999999997,0.09,14.730119999999999,3.8956]
[0.04,-30,62.100999999999999,70,61.13,0.105,20.049329999999998,3.9026999999999998]
[0.04,-20,59.3245,70,42.845500000000001,0.03,1.6366800000000004,3.3949500000000001]
[0.04,-20,63.309999999999995,70,63.783500000000004,0.13500000000000001,33.142770000000013,3.5183999999999997]
[0.04,-15,58.409312499999999,70,39.106562499999995,2.6318368750000001E-2,1.3335744348941052,3.1516937499999997]
[0.04,-15,61.800249999999998,70,52.658500000000004,4.4999999999999998E-2,3.6825299999999999,3.2605249999999999]
[0.04,-15,62.805624999999999,70,58.203999999999994,6.7500000000000004E-2,8.3879850000000005,3.2917125]
[0.04,-15,63.238937500000006,70,60.793749999999996,8.6249999999999993E-2,13.6049025,3.3051750000000002]
[0.04,-15,63.505749999999992,70,62.469499999999996,0.105,20.049329999999998,3.3135750000000002]
[0.04,-15,63.704624999999993,70,63.767124999999993,0.1275,29.664825000000008,3.3198625000000002]
[0.04,-15,63.824875000000006,70,64.569062500000001,0.14624999999999999,38.973442500000004,3.3220125000000005]
[0.04,-10,59.266499999999994,70,40.996000000000002,2.6337525000000001E-2,1.3346332383122133,2.9640000000000004]
[0.04,-10,62.390999999999998,70,53.689,4.4999999999999998E-2,3.6825299999999999,3.0670999999999999]
[0.04,-10,63.426500000000004,70,59.510999999999996,7.1250000000000008E-2,9.3086175000000004,3.0997500000000002]
[0.04,-10,63.529000000000003,70,60.118000000000002,7.4999999999999997E-2,10.22925,3.1030000000000002]
[0.04,-10,63.837499999999999,70,62.039249999999996,9.375E-2,16.059922499999999,3.1127750000000001]
[0.04,-10,64.040499999999994,70,63.354999999999997,0.11249999999999999,23.118105,3.1193499999999998]
[0.04,-10,64.209999999999994,70,64.478999999999999,0.13500000000000001,33.142770000000013,3.1248]
[0.04,-7.5,55.295625000000001,70,27.602625,1.5307975000000001E-2,0.42616695855255882,2.7225125000000001]
[0.04,-7.5,61.479718750000004,70,48.543281250000007,3.3750000000000002E-2,2.1481425000000001,2.9323281249999997]
[0.04,-7.5,63.186531250000002,70,57.108000000000004,5.6249999999999994E-2,5.8306725000000004,2.9873874999999996]
[0.04,-7.5,63.559937500000004,70,59.252562499999996,6.7500000000000004E-2,8.3879850000000005,2.9992562500000002]
[0.04,-7.5,64.143093749999991,70,62.855312499999997,0.10125000000000001,18.719527499999998,3.0179187500000002]
[0.04,-7.5,64.315375000000003,70,63.988875,0.12,26.186880000000006,3.0235250000000002]
[0.04,-7.5,64.433937499999999,70,64.785312500000003,0.13875000000000001,35.08632750000001,3.0268468749999999]
[0.04,-5,58.609000000000002,70,38.16675,2.2632924999999998E-2,1.0302604819281329,2.72845]
[0.04,-5,62.5495625,70,52.889687500000001,4.1249999999999995E-2,3.1710674999999999,2.8618937500000001]
[0.04,-5,62.9285,70,54.714500000000001,4.4999999999999998E-2,3.6825299999999999,2.8742999999999999]
[0.04,-5,63.700562500000004,70,59.032312499999996,6.3750000000000001E-2,7.4673525000000005,2.8989562500000003]
[0.04,-5,64.108625000000004,70,61.501999999999995,8.249999999999999E-2,12.479685,2.9120375000000003]
[0.04,-5,64.399999999999991,70,63.360749999999996,0.105,20.049329999999998,2.9215]
[0.04,-5,64.5715,70,64.504750000000001,0.1275,29.664825000000008,2.9271000000000003]
[0.04,-5,64.675124999999994,70,65.211624999999998,0.14624999999999999,38.973442500000004,2.92900625]
[0.04,-2.5,61.739125000000001,70,48.173375,0.03,1.6366800000000004,2.7298125]
[0.04,-2.5,63.360031249999999,70,56.132999999999996,4.8750000000000002E-2,4.3985775,2.7831374999999996]
[0.04,-2.5,64.123531249999999,70,60.499406249999993,7.1250000000000008E-2,9.3086175000000004,2.8077281250000001]
[0.04,-2.5,64.450125,70,62.524375000000006,0.09,14.730119999999999,2.8182750000000003]
[0.04,-2.5,64.642781249999999,70,63.781999999999996,0.10874999999999999,21.583717499999999,2.8246312499999999]
[0.04,-2.5,64.800937499999989,70,64.843999999999994,0.13125000000000001,31.40379750000001,2.8298250000000005]
[0.04,-2.5,64.895624999999995,70,65.496375,0.15,40.917000000000002,2.8310374999999999]
[0.04,0,62.0655,70,48.9315,0.03,1.6366800000000004,2.6349499999999999]
[0.04,0,64.825999999999993,70,63.805499999999995,0.105,20.049329999999998,2.7258]
[0.04,2.5,62.391874999999999,70,49.689624999999999,0.03,1.6366800000000004,2.5400874999999998]
[0.04,2.5,65.148875000000004,70,64.768374999999992,0.12,26.186880000000006,2.6316249999999997]
[0.04,5,64.003500000000003,70,56.765499999999996,4.4999999999999998E-2,3.6825299999999999,2.4886999999999997]
[0.04,5,65.357249999999993,70,64.963249999999988,0.12,26.186880000000006,2.5336499999999997]
[0.04,10,65.063999999999993,70,60.783999999999999,0.06,6.5467200000000014,2.3136000000000001]
[0.04,10,65.846999999999994,70,65.866,0.13500000000000001,33.142770000000013,2.3401999999999998]
[0.04,-30,52.454499999999996,60,51.839500000000001,0.105,20.049329999999998,3.5881499999999997]
[0.04,-20,43.502499999999998,60,15.193300000000001,1.5164449999999999E-2,0.41821464852131673,2.8514499999999998]
[0.04,-20,53.239249999999998,60,51.560250000000003,0.09,14.730119999999999,3.1796500000000001]
[0.04,-15,46.260437499999995,60,22.829924999999999,1.8897806250000003E-2,0.7241844274090814,2.722175]
[0.04,-15,51.546187499999995,60,40.678062500000003,3.7499999999999999E-2,2.659605,2.9062437499999998]
[0.04,-15,52.894343750000004,60,47.257468750000001,5.6249999999999994E-2,5.8306725000000004,2.9510375]
[0.04,-15,53.075000000000003,60,48.212999999999994,0.06,6.5467200000000014,2.9569624999999999]
[0.04,-15,53.548093749999992,60,50.924343750000006,7.8749999999999987E-2,11.3544675,2.9725000000000001]
[0.04,-15,53.879968749999989,60,52.932281250000003,0.10125000000000001,18.719527499999998,2.9834593749999998]
[0.04,-15,54.083906249999998,60,54.2169375,0.12375,27.925852500000005,2.9902875]
[0.04,-15,54.200562500000004,60,54.971875000000004,0.14250000000000002,37.029885000000007,2.9931125000000001]
[0.04,-10,50.122874999999993,60,34.153374999999997,2.6307424999999999E-2,1.3329659561423921,2.63565]
[{"$f":"(A11951+A12441)/2","v":0.04},-10,52.968999999999994,60,45.444500000000005,4.4999999999999998E-2,3.6825299999999999,2.7354500000000002]
[0.04,-10,53.820999999999998,60,50.090499999999999,6.7500000000000004E-2,8.3879850000000005,2.763925]
[0.04,-10,54.188874999999996,60,52.262750000000004,8.6249999999999993E-2,13.6049025,2.7762374999999997]
[{"$f":"(A11967+A12457)/2","v":0.04},-10,54.415499999999994,60,53.669499999999999,0.105,20.049329999999998,2.7839]
[0.04,-10,54.584999999999994,60,54.759500000000003,0.1275,29.664825000000008,2.7896999999999998]
[0.04,-10,54.650374999999997,60,55.188000000000002,0.13875000000000001,35.08632750000001,2.7914250000000003]
[0.04,-7.5,46.578125,60,22.425375000000003,1.5215537500000001E-2,0.42104139187394013,2.397875]
[0.04,-7.5,47.890124999999998,60,26.643374999999999,1.8911653125E-2,0.72495104390545517,2.4454500000000001]
[0.04,-7.5,49.202125000000002,60,30.861374999999999,2.260776875E-2,1.0288606959369702,2.4930250000000003]
[0.04,-7.5,50.514125000000007,60,35.079374999999999,2.6303884374999999E-2,1.3327703479684851,2.5406]
[0.04,-7.5,51.826125000000005,60,39.297375000000002,0.03,1.6366800000000004,2.5881749999999997]
[0.04,-7.5,52.182000000000002,60,40.965234375000001,3.3750000000000002E-2,2.1481425000000001,2.6003749999999997]
[0.04,-7.5,52.537875,60,42.63309375,3.7499999999999999E-2,2.659605,2.6125749999999996]
[0.04,-7.5,52.893750000000004,60,44.300953125000007,4.1249999999999995E-2,3.1710674999999999,2.6247750000000001]
[0.04,-7.5,53.249625000000002,60,45.968812500000006,4.4999999999999998E-2,3.6825299999999999,2.6369750000000001]
[0.04,-7.5,53.409140625000006,60,46.827546875000003,4.8750000000000002E-2,4.3985775,2.6423312499999998]
[0.04,-7.5,53.568656250000004,60,47.686281250000008,5.2499999999999998E-2,5.1146250000000002,2.6476875]
[0.04,-7.5,53.728171875000001,60,48.545015625000005,5.6249999999999994E-2,5.8306725000000004,2.6530437500000001]
[0.04,-7.5,53.887687499999998,60,49.403750000000002,0.06,6.5467200000000014,2.6584000000000003]
[0.04,-7.5,53.977718750000008,60,49.925484374999996,6.3750000000000001E-2,7.4673525000000005,2.6614281250000005]
[0.04,-7.5,54.067750000000004,60,50.447218749999998,6.7500000000000004E-2,8.3879850000000005,2.6644562500000002]
[{"$f":"(A11995+A12485)/2","v":0.04},-7.5,54.157781249999999,60,50.968953124999999,7.1250000000000008E-2,9.3086175000000004,2.6674843749999999]
[0.04,-7.5,54.247812500000002,60,51.4906875,7.4999999999999997E-2,10.22925,2.6705125000000001]
[0.04,-7.5,54.305531250000001,60,51.840859374999994,7.8749999999999987E-2,11.3544675,2.6724562500000002]
[0.04,-7.5,54.363250000000001,60,52.191031249999995,8.249999999999999E-2,12.479685,2.6744000000000003]
[0.04,-7.5,54.42096875,60,52.541203124999996,8.6249999999999993E-2,13.6049025,2.67634375]
[0.04,-7.5,54.478687499999999,60,52.891374999999996,0.09,14.730119999999999,2.6782875000000002]
[0.04,-7.5,54.518656250000006,60,53.142859375,9.375E-2,16.059922499999999,2.6796515625000001]
[0.04,-7.5,54.558624999999999,60,53.394343749999997,9.7500000000000003E-2,17.389724999999999,2.6810156250000001]
[0.04,-7.5,54.598593749999992,60,53.645828124999994,0.10125000000000001,18.719527499999998,2.6823796875000001]
[0.04,-7.5,54.638562499999999,60,53.897312499999998,0.105,20.049329999999998,2.6837437500000001]
[0.04,-7.5,54.667984375000003,60,54.086265624999996,0.10874999999999999,21.583717499999999,2.6847578125]
[0.04,-7.5,54.69740625,60,54.275218750000001,0.11249999999999999,23.118105,2.6857718750000004]
[0.04,-7.5,54.726828124999997,60,54.464171875000005,0.11624999999999999,24.652492500000001,2.6867859375000003]
[0.04,-7.5,54.756250000000001,60,54.653125000000003,0.12,26.186880000000006,2.6878000000000002]
[0.04,-7.5,54.778796875000005,60,54.800609375000008,0.12375,27.925852500000005,2.6885718750000001]
[0.04,-7.5,54.801343750000001,60,54.948093750000005,0.1275,29.664825000000008,2.6893437499999999]
[{"$f":"(A12011+A12501)/2","v":0.04},-7.5,54.823890625000004,60,55.095578125000003,0.13125000000000001,31.40379750000001,2.6901156250000002]
[0.04,-7.5,54.8464375,60,55.243062500000008,0.13500000000000001,33.142770000000013,2.6908875000000001]
[0.04,-7.5,54.864093750000002,60,55.361156250000001,0.13875000000000001,35.08632750000001,2.6910078125000001]
[0.04,-7.5,54.881749999999997,60,55.47925,0.14250000000000002,37.029885000000007,2.6911281250000001]
[0.04,-7.5,54.899406249999998,60,55.59734375,0.14624999999999999,38.973442500000004,2.6912484375000001]
[0.04,-7.5,54.9170625,60,55.715437499999993,0.15,40.917000000000002,2.6913687500000001]
[0.04,-5,47.124250000000004,60,23.807749999999999,1.5201375000000001E-2,0.42025895917831346,2.30755]
[0.04,-5,48.384625,60,27.873625000000001,1.8901031249999999E-2,0.72436421938373519,2.3535500000000003]
[0.04,-5,49.644999999999996,60,31.939499999999999,2.2600687500000001E-2,1.0284694795891569,2.3995499999999996]
[0.04,-5,50.905374999999999,60,36.005375000000001,2.630034375E-2,1.3325747397945786,2.4455499999999999]
[0.04,-5,52.165750000000003,60,40.071249999999999,0.03,1.6366800000000004,2.4915500000000002]
[0.04,-5,52.506875000000001,60,41.676718749999999,3.3750000000000002E-2,2.1481425000000001,2.5032874999999999]
[0.04,-5,52.847999999999999,60,43.282187499999999,3.7499999999999999E-2,2.659605,2.5150249999999996]
[0.04,-5,53.189125000000004,60,44.887656250000006,4.1249999999999995E-2,3.1710674999999999,2.5267625000000002]
[0.04,-5,53.530249999999995,60,46.493125000000006,4.4999999999999998E-2,3.6825299999999999,2.5385]
[0.04,-5,53.683156249999996,60,47.319718750000007,4.8750000000000002E-2,4.3985775,2.5436624999999999]
[{"$f":"(A12027+A12517)/2","v":0.04},-5,53.836062499999997,60,48.146312500000001,5.2499999999999998E-2,5.1146250000000002,2.5488249999999999]
[0.04,-5,53.988968749999998,60,48.972906249999994,5.6249999999999994E-2,5.8306725000000004,2.5539875000000003]
[0.04,-5,54.141874999999999,60,49.799499999999995,0.06,6.5467200000000014,2.5591499999999998]
[0.04,-5,54.228187500000004,60,50.301718749999992,6.3750000000000001E-2,7.4673525000000005,2.5620687500000003]
[0.04,-5,54.314499999999995,60,50.803937499999996,6.7500000000000004E-2,8.3879850000000005,2.5649875]
[0.04,-5,54.400812500000001,60,51.306156250000001,7.1250000000000008E-2,9.3086175000000004,2.5679062500000001]
[0.04,-5,54.487125000000006,60,51.808374999999998,7.4999999999999997E-2,10.22925,2.5708250000000001]
[0.04,-5,54.542437499999998,60,52.145468749999999,7.8749999999999987E-2,11.3544675,2.5727000000000002]
[0.04,-5,54.597750000000005,60,52.4825625,8.249999999999999E-2,12.479685,2.5745750000000003]
[0.04,-5,54.653062500000004,60,52.819656249999994,8.6249999999999993E-2,13.6049025,2.5764500000000004]
[0.04,-5,54.708375000000004,60,53.156750000000002,0.09,14.730119999999999,2.5783250000000004]
[0.04,-5,54.7466875,60,53.398843749999997,9.375E-2,16.059922499999999,2.5796406250000001]
[0.04,-5,54.784999999999997,60,53.6409375,9.7500000000000003E-2,17.389724999999999,2.5809562500000003]
[0.04,-5,54.8233125,60,53.883031250000002,0.10125000000000001,18.719527499999998,2.582271875]
[0.04,-5,54.861624999999997,60,54.125124999999997,0.105,20.049329999999998,2.5835875000000001]
[0.04,-5,54.889843749999997,60,54.307031249999994,0.10874999999999999,21.583717499999999,2.5845656249999998]
[{"$f":"(A12043+A12533)/2","v":0.04},-5,54.918062499999998,60,54.488937499999999,0.11249999999999999,23.118105,2.5855437500000003]
[0.04,-5,54.946281249999998,60,54.670843750000003,0.11624999999999999,24.652492500000001,2.5865218750000003]
[0.04,-5,54.974500000000006,60,54.85275,0.12,26.186880000000006,2.5875000000000004]
[0.04,-5,54.996093750000007,60,54.994718750000004,0.12375,27.925852500000005,2.5882437500000002]
[0.04,-5,55.017687500000001,60,55.136687500000001,0.1275,29.664825000000008,2.5889875]
[0.04,-5,55.039281249999995,60,55.278656249999997,0.13125000000000001,31.40379750000001,2.5897312499999998]
[0.04,-5,55.060874999999996,60,55.420625000000001,0.13500000000000001,33.142770000000013,2.5904750000000001]
[0.04,-5,55.077812499999993,60,55.534312499999999,0.13875000000000001,35.08632750000001,2.5905906249999999]
[0.04,-5,55.094749999999998,60,55.647999999999996,0.14250000000000002,37.029885000000007,2.5907062500000002]
[0.04,-5,55.111687500000002,60,55.761687500000001,0.14624999999999999,38.973442500000004,2.5908218750000005]
[0.04,-5,55.128625,60,55.875374999999998,0.15,40.917000000000002,2.5909374999999999]
[0.04,-2.5,47.670375,60,25.190124999999998,1.5187212500000002E-2,0.41947652648268674,2.217225]
[0.04,-2.5,48.879125000000002,60,29.103874999999999,1.8890409375E-2,0.7237773948620152,2.2616499999999999]
[0.04,-2.5,50.087874999999997,60,33.017625000000002,2.2593606250000002E-2,1.0280782632413437,2.3060749999999999]
[0.04,-2.5,51.296625000000006,60,36.931375000000003,2.6296803124999997E-2,1.3323791316206721,2.3505000000000003]
[0.04,-2.5,52.505375000000001,60,40.845124999999996,0.03,1.6366800000000004,2.3949249999999997]
[{"$f":"(A12059+A12549)/2","v":0.04},-2.5,52.83175,60,42.388203124999997,3.3750000000000002E-2,2.1481425000000001,2.4062000000000001]
[0.04,-2.5,53.158124999999998,60,43.931281249999998,3.7499999999999999E-2,2.659605,2.417475]
[0.04,-2.5,53.484499999999997,60,45.474359374999999,4.1249999999999995E-2,3.1710674999999999,2.42875]
[0.04,-2.5,53.810874999999996,60,47.0174375,4.4999999999999998E-2,3.6825299999999999,2.4400249999999999]
[0.04,-2.5,53.957171875,60,47.811890624999997,4.8750000000000002E-2,4.3985775,2.4449937499999996]
[0.04,-2.5,54.103468749999998,60,48.606343749999994,5.2499999999999998E-2,5.1146250000000002,2.4499624999999998]
[0.04,-2.5,54.249765624999995,60,49.400796874999997,5.6249999999999994E-2,5.8306725000000004,2.45493125]
[0.04,-2.5,54.396062499999999,60,50.195250000000001,0.06,6.5467200000000014,2.4598999999999998]
[0.04,-2.5,54.47865625,60,50.677953125000002,6.3750000000000001E-2,7.4673525000000005,2.4627093750000002]
[0.04,-2.5,54.561250000000001,60,51.160656250000002,6.7500000000000004E-2,8.3879850000000005,2.4655187500000002]
[0.04,-2.5,54.643843750000002,60,51.643359374999996,7.1250000000000008E-2,9.3086175000000004,2.4683281250000002]
[0.04,-2.5,54.726437499999996,60,52.126062500000003,7.4999999999999997E-2,10.22925,2.4711375000000002]
[0.04,-2.5,54.779343749999995,60,52.450078124999997,7.8749999999999987E-2,11.3544675,2.4729437500000002]
[0.04,-2.5,54.832249999999995,60,52.774093749999999,8.249999999999999E-2,12.479685,2.4747500000000002]
[0.04,-2.5,54.885156249999994,60,53.098109375,8.6249999999999993E-2,13.6049025,2.4765562499999998]
[0.04,-2.5,54.938062500000001,60,53.422125000000001,0.09,14.730119999999999,2.4783625000000002]
[{"$f":"(A12075+A12565)/2","v":0.04},-2.5,54.974718750000008,60,53.654828124999995,9.375E-2,16.059922499999999,2.4796296875000001]
[0.04,-2.5,55.011375000000001,60,53.887531249999995,9.7500000000000003E-2,17.389724999999999,2.480896875]
[0.04,-2.5,55.048031250000001,60,54.120234374999995,0.10125000000000001,18.719527499999998,2.4821640624999999]
[0.04,-2.5,55.084687500000001,60,54.352937499999996,0.105,20.049329999999998,2.4834312499999998]
[0.04,-2.5,55.111703125000005,60,54.527796874999993,0.10874999999999999,21.583717499999999,2.4843734375000004]
[0.04,-2.5,55.138718750000002,60,54.702656249999997,0.11249999999999999,23.118105,2.4853156250000001]
[0.04,-2.5,55.165734375,60,54.877515625000001,0.11624999999999999,24.652492500000001,2.4862578124999999]
[0.04,-2.5,55.192750000000004,60,55.052374999999998,0.12,26.186880000000006,2.4872000000000001]
[0.04,-2.5,55.213390624999995,60,55.188828125000001,0.12375,27.925852500000005,2.4879156250000003]
[0.04,-2.5,55.234031249999994,60,55.325281249999996,0.1275,29.664825000000008,2.4886312500000001]
[0.04,-2.5,55.254671874999993,60,55.461734374999999,0.13125000000000001,31.40379750000001,2.4893468750000003]
[0.04,-2.5,55.275312499999991,60,55.598187499999995,0.13500000000000001,33.142770000000013,2.4900625000000001]
[0.04,-2.5,55.291531249999991,60,55.707468749999997,0.13875000000000001,35.08632750000001,2.4901734375000002]
[0.04,-2.5,55.307749999999999,60,55.816749999999999,0.14250000000000002,37.029885000000007,2.4902843750000003]
[0.04,-2.5,55.323968749999999,60,55.926031250000001,0.14624999999999999,38.973442500000004,2.4903953125000005]
[0.04,-2.5,55.340187499999999,60,56.035312500000003,0.15,40.917000000000002,2.4905062500000001]
[{"$f":"(A12091+A12581)/2","v":0.04},0,48.216499999999996,60,26.572499999999998,1.517305E-2,0.41869409378706007,2.1269]
[0.04,0,52.844999999999999,60,41.619,0.03,1.6366800000000004,2.2982999999999998]
[0.04,0,54.091499999999996,60,47.54175,4.4999999999999998E-2,3.6825299999999999,2.3415499999999998]
[0.04,0,54.65025,60,50.590999999999994,0.06,6.5467200000000014,2.3606499999999997]
[0.04,0,54.96575,60,52.443750000000001,7.4999999999999997E-2,10.22925,2.3714500000000003]
[0.04,0,55.167749999999998,60,53.6875,0.09,14.730119999999999,2.3784000000000001]
[0.04,0,55.307749999999999,60,54.580749999999995,0.105,20.049329999999998,2.3832750000000003]
[0.04,0,55.411000000000001,60,55.251999999999995,0.12,26.186880000000006,2.3868999999999998]
[0.04,0,55.489750000000001,60,55.775750000000002,0.13500000000000001,33.142770000000013,2.3896500000000001]
[0.04,0,55.551749999999998,60,56.195250000000001,0.15,40.917000000000002,2.3900749999999999]
[0.04,2.5,48.762625,60,27.954875000000001,1.5158887499999999E-2,0.41791166109143341,2.036575]
[0.04,2.5,53.184624999999997,60,42.392875000000004,0.03,1.6366800000000004,2.2016749999999998]
[0.04,2.5,54.372124999999997,60,48.066062500000001,4.4999999999999998E-2,3.6825299999999999,2.2430750000000002]
[0.04,2.5,54.9044375,60,50.986750000000001,0.06,6.5467200000000014,2.2614000000000001]
[0.04,2.5,55.205062500000004,60,52.7614375,7.4999999999999997E-2,10.22925,2.2717625000000004]
[0.04,2.5,55.397437499999995,60,53.952874999999999,0.09,14.730119999999999,2.2784375000000003]
[{"$f":"(A12107+A12597)/2","v":0.04},2.5,55.530812499999996,60,54.808562500000001,0.105,20.049329999999998,2.2831187499999999]
[0.04,2.5,55.629249999999999,60,55.451624999999993,0.12,26.186880000000006,2.2866]
[0.04,2.5,55.704187500000003,60,55.95331250000001,0.13500000000000001,33.142770000000013,2.2892375]
[0.04,2.5,55.763312499999998,60,56.3551875,0.15,40.917000000000002,2.2896437499999998]
[0.04,5,49.308750000000003,60,29.337249999999997,1.5144725E-2,0.41712922839580668,1.9462499999999998]
[0.04,5,53.524249999999995,60,43.16675,0.03,1.6366800000000004,2.1050499999999999]
[0.04,5,54.652749999999997,60,48.590374999999995,4.4999999999999998E-2,3.6825299999999999,2.1446000000000001]
[0.04,5,55.158625000000001,60,51.382499999999993,0.06,6.5467200000000014,2.16215]
[0.04,5,55.444375000000001,60,53.079125000000005,7.4999999999999997E-2,10.22925,2.1720750000000004]
[0.04,5,55.627124999999999,60,54.218249999999998,0.09,14.730119999999999,2.1784750000000002]
[0.04,5,55.753875000000001,60,55.036375,0.105,20.049329999999998,2.1829624999999999]
[0.04,5,55.847499999999997,60,55.65124999999999,0.12,26.186880000000006,2.1863000000000001]
[0.04,5,55.918624999999999,60,56.130875000000003,0.13500000000000001,33.142770000000013,2.1888249999999996]
[0.04,5,55.974874999999997,60,56.515125000000005,0.15,40.917000000000002,2.1892125]
[0.04,10,50.400999999999996,60,32.101999999999997,1.5116399999999999E-2,0.41556436300455335,1.7656000000000001]
[0.04,10,54.203500000000005,60,44.714500000000001,0.03,1.6366800000000004,1.9117999999999999]
[{"$f":"(A12123+A12613)/2","v":0.04},10,55.213999999999999,60,49.638999999999996,4.4999999999999998E-2,3.6825299999999999,1.9476500000000001]
[0.04,10,55.667000000000002,60,52.173999999999999,0.06,6.5467200000000014,1.9636500000000001]
[0.04,10,55.923000000000002,60,53.714500000000001,7.4999999999999997E-2,10.22925,1.9727000000000001]
[0.04,10,56.086500000000001,60,54.748999999999995,0.09,14.730119999999999,1.9785500000000003]
[0.04,10,56.2,60,55.491999999999997,0.105,20.049329999999998,1.98265]
[0.04,10,56.283999999999999,60,56.0505,0.12,26.186880000000006,1.9857]
[0.04,10,56.347499999999997,60,56.486000000000004,0.13500000000000001,33.142770000000013,1.988]
[0.04,10,56.397999999999996,60,56.835000000000001,0.15,40.917000000000002,1.9883499999999998]
[0.04,-30,32.262,50,4.3102,1.51548E-2,0.41765884638700795,2.8968000000000003]
[0.04,-30,39.112000000000002,50,24.789000000000001,0.03,1.6366800000000004,3.1495000000000002]
[0.04,-30,40.976999999999997,50,32.893000000000001,4.4999999999999998E-2,3.6825299999999999,3.2126000000000001]
[0.04,-30,41.817,50,37.073,0.06,6.5467200000000014,3.2404000000000002]
[0.04,-30,42.292000000000002,50,39.615000000000002,7.4999999999999997E-2,10.22925,3.2563]
[0.04,-30,42.595999999999997,50,41.323,0.09,14.730119999999999,3.2665000000000002]
[0.04,-30,42.808,50,42.548999999999999,0.105,20.049329999999998,3.2736000000000001]
[0.04,-30,42.963000000000001,50,43.472000000000001,0.12,26.186880000000006,3.2789000000000001]
[0.04,-30,43.082000000000001,50,44.192,0.13500000000000001,33.142770000000013,3.2829000000000002]
[0.04,-30,43.176000000000002,50,44.768000000000001,0.15,40.917000000000002,3.2835999999999999]
[0.04,-20,34.769999999999996,50,10.054600000000001,1.5132050000000001E-2,0.41640677113864466,2.5301999999999998]
[0.04,-20,40.662500000000001,50,27.968499999999999,0.03,1.6366800000000004,2.7523499999999999]
[0.04,-20,42.262,50,35.046500000000002,4.4999999999999998E-2,3.6825299999999999,2.8082000000000003]
[0.04,-20,42.982500000000002,50,38.6995,0.06,6.5467200000000014,2.8328500000000001]
[0.04,-20,43.39,50,40.921500000000002,7.4999999999999997E-2,10.22925,2.8468499999999999]
[0.04,-20,43.650999999999996,50,42.414000000000001,0.09,14.730119999999999,2.8558500000000002]
[0.04,-20,43.832499999999996,50,43.486000000000004,0.105,20.049329999999998,2.8620999999999999]
[0.04,-20,43.966000000000001,50,44.292500000000004,0.12,26.186880000000006,2.8668]
[0.04,-20,44.067999999999998,50,44.921999999999997,0.13500000000000001,33.142770000000013,2.8703500000000002]
[0.04,-20,44.148499999999999,50,45.4255,0.15,40.917000000000002,2.8709500000000001]
[0.04,-15,36.024000000000001,50,12.9268,1.5120675E-2,0.41578073351446304,2.3468999999999998]
[0.04,-15,37.377437499999999,50,17.0846625,1.884050625E-2,0.72100555013584733,2.3986187499999998]
[0.04,-15,38.730874999999997,50,21.242525000000001,2.2560337499999999E-2,1.0262303667572317,2.4503374999999998]
[0.04,-15,40.084312499999996,50,25.400387500000001,2.6280168749999999E-2,1.3314551833786159,2.5020562499999999]
[0.04,-15,41.437750000000001,50,29.558250000000001,0.03,1.6366800000000004,2.5537749999999999]
[0.04,-15,41.804437500000006,50,31.1995,3.3750000000000002E-2,2.1481425000000001,2.5668312499999999]
[0.04,-15,42.171125000000004,50,32.84075,3.7499999999999999E-2,2.659605,2.5798874999999999]
[0.04,-15,42.537812500000001,50,34.481999999999999,4.1249999999999995E-2,3.1710674999999999,2.5929437499999999]
[0.04,-15,42.904499999999999,50,36.123249999999999,4.4999999999999998E-2,3.6825299999999999,2.6060000000000003]
[0.04,-15,43.069687500000001,50,36.970624999999998,4.8750000000000002E-2,4.3985775,2.6117687500000004]
[0.04,-15,43.234875000000002,50,37.817999999999998,5.2499999999999998E-2,5.1146250000000002,2.6175375000000001]
[0.04,-15,43.400062500000004,50,38.665374999999997,5.6249999999999994E-2,5.8306725000000004,2.6233062500000002]
[0.04,-15,43.565250000000006,50,39.512749999999997,0.06,6.5467200000000014,2.6290750000000003]
[0.04,-15,43.658687500000006,50,40.02825,6.3750000000000001E-2,7.4673525000000005,2.6323375000000002]
[0.04,-15,43.752125000000007,50,40.543750000000003,6.7500000000000004E-2,8.3879850000000005,2.6356000000000002]
[0.04,-15,43.8455625,50,41.059250000000006,7.1250000000000008E-2,9.3086175000000004,2.6388625000000001]
[0.04,-15,43.939,50,41.574750000000002,7.4999999999999997E-2,10.22925,2.6421250000000001]
[0.04,-15,43.998874999999998,50,41.920937500000008,7.8749999999999987E-2,11.3544675,2.644225]
[0.04,-15,44.058750000000003,50,42.267125000000007,8.249999999999999E-2,12.479685,2.646325]
[0.04,-15,44.118625000000002,50,42.613312500000006,8.6249999999999993E-2,13.6049025,2.648425]
[0.04,-15,44.1785,50,42.959500000000006,0.09,14.730119999999999,2.650525]
[0.04,-15,44.220062499999997,50,43.208250000000007,9.375E-2,16.059922499999999,2.65198125]
[0.04,-15,44.261624999999995,50,43.457000000000008,9.7500000000000003E-2,17.389724999999999,2.6534374999999999]
[0.04,-15,44.303187499999993,50,43.705750000000009,0.10125000000000001,18.719527499999998,2.6548937499999998]
[0.04,-15,44.344749999999998,50,43.954500000000003,0.105,20.049329999999998,2.6563499999999998]
[0.04,-15,44.375437500000004,50,44.141562500000006,0.10874999999999999,21.583717499999999,2.6574499999999999]
[0.04,-15,44.406125000000003,50,44.328625000000002,0.11249999999999999,23.118105,2.65855]
[0.04,-15,44.436812500000002,50,44.515687499999999,0.11624999999999999,24.652492500000001,2.6596500000000001]
[0.04,-15,44.467500000000001,50,44.702750000000002,0.12,26.186880000000006,2.6607500000000002]
[0.04,-15,44.490875000000003,50,44.848812500000001,0.12375,27.925852500000005,2.6615812500000002]
[0.04,-15,44.514250000000004,50,44.994875,0.1275,29.664825000000008,2.6624125000000003]
[0.04,-15,44.537625000000006,50,45.1409375,0.13125000000000001,31.40379750000001,2.6632437500000004]
[0.04,-15,44.561,50,45.286999999999999,0.13500000000000001,33.142770000000013,2.6640750000000004]
[0.04,-15,44.579437499999997,50,45.403812500000001,0.13875000000000001,35.08632750000001,2.6642125000000005]
[0.04,-15,44.597875000000002,50,45.520624999999995,0.14250000000000002,37.029885000000007,2.6643500000000002]
[0.04,-15,44.616312499999999,50,45.637437499999997,0.14624999999999999,38.973442500000004,2.6644874999999999]
[0.04,-15,44.634749999999997,50,45.754249999999999,0.15,40.917000000000002,2.664625]
[0.04,-10,37.277999999999999,50,15.798999999999999,1.5109300000000001E-2,0.41515469589028142,2.1635999999999997]
[0.04,-10,38.511749999999999,50,19.63625,1.8831975000000001E-2,0.72053602191771116,2.2115]
[0.04,-10,39.7455,50,23.473500000000001,2.2554649999999999E-2,1.0259173479451409,2.2593999999999999]
[0.04,-10,40.97925,50,27.310749999999999,2.6277324999999997E-2,1.3312986739725705,2.3072999999999997]
[0.04,-10,42.213000000000001,50,31.148,0.03,1.6366800000000004,2.3552]
[0.04,-10,42.546499999999995,50,32.661000000000001,3.3750000000000002E-2,2.1481425000000001,2.3673500000000001]
[0.04,-10,42.879999999999995,50,34.173999999999999,3.7499999999999999E-2,2.659605,2.3795000000000002]
[0.04,-10,43.213499999999996,50,35.686999999999998,4.1249999999999995E-2,3.1710674999999999,2.3916500000000003]
[0.04,-10,43.546999999999997,50,37.200000000000003,4.4999999999999998E-2,3.6825299999999999,2.4038000000000004]
[0.04,-10,43.697249999999997,50,37.981500000000004,4.8750000000000002E-2,4.3985775,2.4091750000000003]
[0.04,-10,43.847499999999997,50,38.763000000000005,5.2499999999999998E-2,5.1146250000000002,2.4145500000000002]
[0.04,-10,43.997749999999996,50,39.544499999999999,5.6249999999999994E-2,5.8306725000000004,2.4199250000000001]
[0.04,-10,44.148000000000003,50,40.326000000000001,0.06,6.5467200000000014,2.4253]
[0.04,-10,44.233000000000004,50,40.801500000000004,6.3750000000000001E-2,7.4673525000000005,2.4283250000000001]
[0.04,-10,44.317999999999998,50,41.277000000000001,6.7500000000000004E-2,8.3879850000000005,2.4313500000000001]
[0.04,-10,44.402999999999999,50,41.752499999999998,7.1250000000000008E-2,9.3086175000000004,2.4343750000000002]
[0.04,-10,44.488,50,42.228000000000002,7.4999999999999997E-2,10.22925,2.4374000000000002]
[0.04,-10,44.542500000000004,50,42.547250000000005,7.8749999999999987E-2,11.3544675,2.4393500000000001]
[0.04,-10,44.597000000000001,50,42.866500000000002,8.249999999999999E-2,12.479685,2.4413]
[0.04,-10,44.651499999999999,50,43.185749999999999,8.6249999999999993E-2,13.6049025,2.4432499999999999]
[0.04,-10,44.706000000000003,50,43.505000000000003,0.09,14.730119999999999,2.4451999999999998]
[0.04,-10,44.743750000000006,50,43.734499999999997,9.375E-2,16.059922499999999,2.4465499999999998]
[0.04,-10,44.781500000000001,50,43.963999999999999,9.7500000000000003E-2,17.389724999999999,2.4478999999999997]
[0.04,-10,44.819249999999997,50,44.1935,0.10125000000000001,18.719527499999998,2.4492500000000001]
[0.04,-10,44.856999999999999,50,44.423000000000002,0.105,20.049329999999998,2.4506000000000001]
[0.04,-10,44.884999999999998,50,44.595500000000001,0.10874999999999999,21.583717499999999,2.4516249999999999]
[0.04,-10,44.912999999999997,50,44.768000000000001,0.11249999999999999,23.118105,2.4526500000000002]
[0.04,-10,44.941000000000003,50,44.9405,0.11624999999999999,24.652492500000001,2.4536750000000001]
[0.04,-10,44.969000000000001,50,45.113,0.12,26.186880000000006,2.4546999999999999]
[0.04,-10,44.990250000000003,50,45.247749999999996,0.12375,27.925852500000005,2.4554749999999999]
[0.04,-10,45.011499999999998,50,45.3825,0.1275,29.664825000000008,2.4562499999999998]
[0.04,-10,45.03275,50,45.517250000000004,0.13125000000000001,31.40379750000001,2.4570249999999998]
[0.04,-10,45.054000000000002,50,45.652000000000001,0.13500000000000001,33.142770000000013,2.4578000000000002]
[0.04,-10,45.070750000000004,50,45.759749999999997,0.13875000000000001,35.08632750000001,2.4579250000000004]
[0.04,-10,45.087500000000006,50,45.8675,0.14250000000000002,37.029885000000007,2.4580500000000001]
[0.04,-10,45.104250000000008,50,45.975250000000003,0.14624999999999999,38.973442500000004,2.4581750000000002]
[0.04,-10,45.121000000000002,50,46.082999999999998,0.15,40.917000000000002,2.4583000000000004]
[0.04,-7.5,37.860624999999999,50,17.248125000000002,1.51231E-2,0.41591582519532144,2.0732374999999998]
[0.04,-7.5,39.036937500000001,50,20.920500000000001,1.8842325E-2,0.72110686889649123,2.1191312499999997]
[0.04,-7.5,40.213250000000002,50,24.592874999999999,2.256155E-2,1.026297912597661,2.165025]
[0.04,-7.5,41.389562500000004,50,28.265249999999998,2.6280774999999999E-2,1.3314889562988306,2.2109187499999998]
[0.04,-7.5,42.565875000000005,50,31.937624999999997,0.03,1.6366800000000004,2.2568124999999997]
[0.04,-7.5,42.884281250000001,50,33.387187499999996,3.3750000000000002E-2,2.1481425000000001,2.2684218749999996]
[0.04,-7.5,43.202687500000003,50,34.836750000000002,3.7499999999999999E-2,2.659605,2.28003125]
[0.04,-7.5,43.521093750000006,50,36.286312500000008,4.1249999999999995E-2,3.1710674999999999,2.2916406250000003]
[0.04,-7.5,43.839500000000001,50,37.735875000000007,4.4999999999999998E-2,3.6825299999999999,2.3032500000000002]
[0.04,-7.5,43.982937500000006,50,38.484593750000002,4.8750000000000002E-2,4.3985775,2.3084000000000002]
[0.04,-7.5,44.126375000000003,50,39.233312500000004,5.2499999999999998E-2,5.1146250000000002,2.3135500000000002]
[0.04,-7.5,44.2698125,50,39.982031250000006,5.6249999999999994E-2,5.8306725000000004,2.3187000000000002]
[0.04,-7.5,44.413250000000005,50,40.73075,0.06,6.5467200000000014,2.3238500000000002]
[0.04,-7.5,44.494406250000004,50,41.1863125,6.3750000000000001E-2,7.4673525000000005,2.3267531250000002]
[0.04,-7.5,44.575562500000004,50,41.641874999999999,6.7500000000000004E-2,8.3879850000000005,2.3296562500000002]
[0.04,-7.5,44.656718750000003,50,42.097437499999998,7.1250000000000008E-2,9.3086175000000004,2.3325593750000002]
[0.04,-7.5,44.737875000000003,50,42.552999999999997,7.4999999999999997E-2,10.22925,2.3354625000000002]
[0.04,-7.5,44.789906250000001,50,42.858906249999997,7.8749999999999987E-2,11.3544675,2.3373343750000002]
[0.04,-7.5,44.8419375,50,43.164812499999996,8.249999999999999E-2,12.479685,2.3392062500000002]
[0.04,-7.5,44.893968749999999,50,43.470718749999996,8.6249999999999993E-2,13.6049025,2.3410781250000001]
[0.04,-7.5,44.945999999999998,50,43.776624999999996,0.09,14.730119999999999,2.3429500000000001]
[0.04,-7.5,44.982031249999999,50,43.996531249999997,9.375E-2,16.059922499999999,2.3442468750000001]
[0.04,-7.5,45.018062499999999,50,44.216437499999998,9.7500000000000003E-2,17.389724999999999,2.34554375]
[0.04,-7.5,45.05409375,50,44.436343749999999,0.10125000000000001,18.719527499999998,2.346840625]
[0.04,-7.5,45.090125,50,44.65625,0.105,20.049329999999998,2.3481375]
[0.04,-7.5,45.116875,50,44.82153125,0.10874999999999999,21.583717499999999,2.3491218749999998]
[0.04,-7.5,45.143625,50,44.986812499999999,0.11249999999999999,23.118105,2.3501062500000001]
[0.04,-7.5,45.170375,50,45.152093749999999,0.11624999999999999,24.652492500000001,2.3510906250000003]
[0.04,-7.5,45.197125,50,45.317374999999998,0.12,26.186880000000006,2.3520750000000001]
[0.04,-7.5,45.217406249999996,50,45.446468750000001,0.12375,27.925852500000005,2.35281875]
[0.04,-7.5,45.2376875,50,45.575562500000004,0.1275,29.664825000000008,2.3535625000000002]
[0.04,-7.5,45.257968750000003,50,45.704656249999999,0.13125000000000001,31.40379750000001,2.3543062500000005]
[0.04,-7.5,45.27825,50,45.833750000000002,0.13500000000000001,33.142770000000013,2.3550500000000003]
[0.04,-7.5,45.294250000000005,50,45.936999999999998,0.13875000000000001,35.08632750000001,2.3551687500000003]
[0.04,-7.5,45.310250000000003,50,46.04025,0.14250000000000002,37.029885000000007,2.3552875000000002]
[0.04,-7.5,45.326250000000002,50,46.143500000000003,0.14624999999999999,38.973442500000004,2.3554062500000001]
[0.04,-7.5,45.342250000000007,50,46.246749999999999,0.15,40.917000000000002,2.3555250000000001]
[0.04,-5,38.443249999999999,50,18.69725,1.5136900000000002E-2,0.41667695450036141,1.9828749999999999]
[0.04,-5,39.562124999999995,50,22.204749999999997,1.8852674999999999E-2,0.72167771587527119,2.0267624999999998]
[0.04,-5,40.680999999999997,50,25.712249999999997,2.256845E-2,1.0266784772501809,2.0706499999999997]
[0.04,-5,41.799875,50,29.219749999999998,2.6284225000000001E-2,1.3316792386250906,2.1145375]
[0.04,-5,42.918750000000003,50,32.727249999999998,0.03,1.6366800000000004,2.1584249999999998]
[0.04,-5,43.2220625,50,34.113374999999998,3.3750000000000002E-2,2.1481425000000001,2.16949375]
[0.04,-5,43.525374999999997,50,35.499499999999998,3.7499999999999999E-2,2.659605,2.1805624999999997]
[0.04,-5,43.828687500000001,50,36.885625000000005,4.1249999999999995E-2,3.1710674999999999,2.1916312499999999]
[0.04,-5,44.131999999999998,50,38.271750000000004,4.4999999999999998E-2,3.6825299999999999,2.2027000000000001]
[0.04,-5,44.268625,50,38.987687500000007,4.8750000000000002E-2,4.3985775,2.2076250000000002]
[0.04,-5,44.405249999999995,50,39.703625000000002,5.2499999999999998E-2,5.1146250000000002,2.2125500000000002]
[0.04,-5,44.541874999999997,50,40.419562499999998,5.6249999999999994E-2,5.8306725000000004,2.2174750000000003]
[0.04,-5,44.6785,50,41.1355,0.06,6.5467200000000014,2.2223999999999999]
[0.04,-5,44.755812499999998,50,41.571124999999995,6.3750000000000001E-2,7.4673525000000005,2.2251812500000003]
[0.04,-5,44.833124999999995,50,42.006749999999997,6.7500000000000004E-2,8.3879850000000005,2.2279625000000003]
[0.04,-5,44.9104375,50,42.442374999999998,7.1250000000000008E-2,9.3086175000000004,2.2307437500000002]
[0.04,-5,44.987749999999998,50,42.878,7.4999999999999997E-2,10.22925,2.2335250000000002]
[0.04,-5,45.037312499999999,50,43.170562500000003,7.8749999999999987E-2,11.3544675,2.2353187500000002]
[0.04,-5,45.086874999999999,50,43.463124999999998,8.249999999999999E-2,12.479685,2.2371125000000003]
[0.04,-5,45.1364375,50,43.755687499999993,8.6249999999999993E-2,13.6049025,2.2389062500000003]
[0.04,-5,45.186,50,44.048249999999996,0.09,14.730119999999999,2.2406999999999999]
[0.04,-5,45.220312500000006,50,44.258562499999996,9.375E-2,16.059922499999999,2.2419437499999999]
[0.04,-5,45.254625000000004,50,44.468874999999997,9.7500000000000003E-2,17.389724999999999,2.2431875000000003]
[0.04,-5,45.288937500000003,50,44.679187499999998,0.10125000000000001,18.719527499999998,2.2444312500000003]
[0.04,-5,45.323250000000002,50,44.889499999999998,0.105,20.049329999999998,2.2456750000000003]
[0.04,-5,45.348750000000003,50,45.047562499999998,0.10874999999999999,21.583717499999999,2.2466187500000001]
[0.04,-5,45.374250000000004,50,45.205624999999998,0.11249999999999999,23.118105,2.2475624999999999]
[0.04,-5,45.399750000000004,50,45.363687499999997,0.11624999999999999,24.652492500000001,2.2485062500000002]
[0.04,-5,45.425250000000005,50,45.521749999999997,0.12,26.186880000000006,2.2494499999999999]
[0.04,-5,45.444562500000004,50,45.645187499999999,0.12375,27.925852500000005,2.2501625000000001]
[0.04,-5,45.463875000000002,50,45.768625,0.1275,29.664825000000008,2.2508749999999997]
[0.04,-5,45.4831875,50,45.892062500000002,0.13125000000000001,31.40379750000001,2.2515874999999999]
[0.04,-5,45.502499999999998,50,46.015500000000003,0.13500000000000001,33.142770000000013,2.2523]
[0.04,-5,45.517749999999999,50,46.114249999999998,0.13875000000000001,35.08632750000001,2.2524125000000002]
[0.04,-5,45.533000000000001,50,46.213000000000001,0.14250000000000002,37.029885000000007,2.2525250000000003]
[0.04,-5,45.548250000000003,50,46.311750000000004,0.14624999999999999,38.973442500000004,2.2526375000000005]
[0.04,-5,45.563500000000005,50,46.410499999999999,0.15,40.917000000000002,2.2527500000000003]
[0.04,-2.5,39.025874999999999,50,20.146374999999999,1.5150700000000001E-2,0.41743808380540137,1.8925125]
[0.04,-2.5,40.087312499999996,50,23.488999999999997,1.8863025000000002E-2,0.72224856285405115,1.9343937499999999]
[0.04,-2.5,41.14875,50,26.831624999999999,2.2575350000000001E-2,1.0270590419027008,1.976275]
[0.04,-2.5,42.210187500000004,50,30.174250000000001,2.6287675E-2,1.3318695209513507,2.0181562500000001]
[0.04,-2.5,43.271625,50,33.516874999999999,0.03,1.6366800000000004,2.0600375]
[0.04,-2.5,43.559843749999999,50,34.8395625,3.3750000000000002E-2,2.1481425000000001,2.070565625]
[0.04,-2.5,43.848062499999997,50,36.16225,3.7499999999999999E-2,2.659605,2.08109375]
[0.04,-2.5,44.136281249999996,50,37.484937500000001,4.1249999999999995E-2,3.1710674999999999,2.091621875]
[0.04,-2.5,44.424499999999995,50,38.807625000000002,4.4999999999999998E-2,3.6825299999999999,2.10215]
[0.04,-2.5,44.554312499999995,50,39.490781249999998,4.8750000000000002E-2,4.3985775,2.1068499999999997]
[0.04,-2.5,44.684124999999995,50,40.173937500000001,5.2499999999999998E-2,5.1146250000000002,2.1115499999999998]
[0.04,-2.5,44.813937499999994,50,40.857093750000004,5.6249999999999994E-2,5.8306725000000004,2.11625]
[0.04,-2.5,44.943750000000001,50,41.54025,0.06,6.5467200000000014,2.1209499999999997]
[0.04,-2.5,45.017218749999998,50,41.955937500000005,6.3750000000000001E-2,7.4673525000000005,2.123609375]
[0.04,-2.5,45.090687500000001,50,42.371625000000002,6.7500000000000004E-2,8.3879850000000005,2.1262687499999999]
[0.04,-2.5,45.164156249999998,50,42.787312499999999,7.1250000000000008E-2,9.3086175000000004,2.1289281249999998]
[0.04,-2.5,45.237624999999994,50,43.203000000000003,7.4999999999999997E-2,10.22925,2.1315875000000002]
[0.04,-2.5,45.284718749999996,50,43.482218750000001,7.8749999999999987E-2,11.3544675,2.1333031250000003]
[0.04,-2.5,45.331812499999998,50,43.7614375,8.249999999999999E-2,12.479685,2.13501875]
[0.04,-2.5,45.37890625,50,44.040656249999998,8.6249999999999993E-2,13.6049025,2.1367343749999996]
[0.04,-2.5,45.426000000000002,50,44.319874999999996,0.09,14.730119999999999,2.1384499999999997]
[0.04,-2.5,45.458593750000006,50,44.520593749999996,9.375E-2,16.059922499999999,2.1396406249999997]
[0.04,-2.5,45.491187500000002,50,44.721312499999996,9.7500000000000003E-2,17.389724999999999,2.1408312499999997]
[0.04,-2.5,45.523781249999999,50,44.922031249999996,0.10125000000000001,18.719527499999998,2.1420218750000002]
[0.04,-2.5,45.556375000000003,50,45.122749999999996,0.105,20.049329999999998,2.1432125000000002]
[0.04,-2.5,45.580625000000005,50,45.273593749999996,0.10874999999999999,21.583717499999999,2.1441156250000004]
[0.04,-2.5,45.604875000000007,50,45.424437499999996,0.11249999999999999,23.118105,2.1450187500000002]
[0.04,-2.5,45.629125000000002,50,45.575281249999996,0.11624999999999999,24.652492500000001,2.145921875]
[0.04,-2.5,45.653375000000004,50,45.726124999999996,0.12,26.186880000000006,2.1468249999999998]
[0.04,-2.5,45.671718749999997,50,45.843906249999996,0.12375,27.925852500000005,2.1475062499999997]
[0.04,-2.5,45.690062499999996,50,45.961687499999996,0.1275,29.664825000000008,2.1481874999999997]
[0.04,-2.5,45.708406249999996,50,46.079468750000004,0.13125000000000001,31.40379750000001,2.1488687500000001]
[0.04,-2.5,45.726749999999996,50,46.197250000000004,0.13500000000000001,33.142770000000013,2.1495500000000001]
[0.04,-2.5,45.741249999999994,50,46.291499999999999,0.13875000000000001,35.08632750000001,2.1496562500000005]
[0.04,-2.5,45.755749999999999,50,46.385750000000002,0.14250000000000002,37.029885000000007,2.1497625000000005]
[0.04,-2.5,45.770250000000004,50,46.480000000000004,0.14624999999999999,38.973442500000004,2.1498687500000004]
[0.04,-2.5,45.784750000000003,50,46.574249999999999,0.15,40.917000000000002,2.1499750000000004]
[0.04,0,39.608499999999999,50,21.595500000000001,1.5164500000000001E-2,0.41819921311044139,1.8021499999999999]
[0.04,0,43.624499999999998,50,34.3065,0.03,1.6366800000000004,1.9616499999999999]
[0.04,0,44.716999999999999,50,39.343500000000006,4.4999999999999998E-2,3.6825299999999999,2.0016000000000003]
[0.04,0,45.209000000000003,50,41.945,0.06,6.5467200000000014,2.0194999999999999]
[0.04,0,45.487499999999997,50,43.528000000000006,7.4999999999999997E-2,10.22925,2.0296500000000002]
[0.04,0,45.665999999999997,50,44.591499999999996,0.09,14.730119999999999,2.0362]
[0.04,0,45.789500000000004,50,45.356000000000002,0.105,20.049329999999998,2.0407500000000001]
[0.04,0,45.881500000000003,50,45.930499999999995,0.12,26.186880000000006,2.0442]
[0.04,0,45.951000000000001,50,46.379000000000005,0.13500000000000001,33.142770000000013,2.0468000000000002]
[0.04,0,46.006,50,46.738,0.15,40.917000000000002,2.0472000000000001]
[0.04,2.5,40.191125,50,23.044625,1.51783E-2,0.41896034241548136,1.7117874999999998]
[0.04,2.5,43.977374999999995,50,35.096125000000001,0.03,1.6366800000000004,1.8632624999999998]
[0.04,2.5,45.009500000000003,50,39.879375000000003,4.4999999999999998E-2,3.6825299999999999,1.9010500000000001]
[0.04,2.5,45.474250000000005,50,42.34975,0.06,6.5467200000000014,1.91805]
[0.04,2.5,45.737375,50,43.853000000000009,7.4999999999999997E-2,10.22925,1.9277125000000002]
[0.04,2.5,45.905999999999999,50,44.863124999999997,0.09,14.730119999999999,1.9339500000000001]
[0.04,2.5,46.022625000000005,50,45.589250000000007,0.105,20.049329999999998,1.9382874999999999]
[0.04,2.5,46.109625000000001,50,46.134874999999994,0.12,26.186880000000006,1.9415750000000001]
[0.04,2.5,46.175250000000005,50,46.560750000000006,0.13500000000000001,33.142770000000013,1.9440500000000001]
[0.04,2.5,46.227249999999998,50,46.90175,0.15,40.917000000000002,1.9444250000000001]
[0.04,5,40.77375,50,24.493749999999999,1.51921E-2,0.41972147172052132,1.6214249999999999]
[0.04,5,44.330249999999999,50,35.885750000000002,0.03,1.6366800000000004,1.764875]
[0.04,5,45.302,50,40.41525,4.4999999999999998E-2,3.6825299999999999,1.8005000000000002]
[0.04,5,45.739500000000007,50,42.7545,0.06,6.5467200000000014,1.8166]
[0.04,5,45.987250000000003,50,44.178000000000004,7.4999999999999997E-2,10.22925,1.8257750000000001]
[0.04,5,46.146000000000001,50,45.134749999999997,0.09,14.730119999999999,1.8317000000000001]
[0.04,5,46.255750000000006,50,45.822500000000005,0.105,20.049329999999998,1.835825]
[0.04,5,46.33775,50,46.339249999999993,0.12,26.186880000000006,1.8389500000000001]
[0.04,5,46.399500000000003,50,46.742500000000007,0.13500000000000001,33.142770000000013,1.8412999999999999]
[0.04,5,46.448499999999996,50,47.0655,0.15,40.917000000000002,1.84165]
[0.04,10,41.939,50,27.391999999999999,1.5219699999999999E-2,0.42124373033060131,1.4407000000000001]
[0.04,10,45.036000000000001,50,37.465000000000003,0.03,1.6366800000000004,1.5680999999999998]
[0.04,10,45.887,50,41.487000000000002,4.4999999999999998E-2,3.6825299999999999,1.5994000000000002]
[0.04,10,46.27,50,43.564,0.06,6.5467200000000014,1.6137000000000001]
[0.04,10,46.487000000000002,50,44.828000000000003,7.4999999999999997E-2,10.22925,1.6219000000000001]
[0.04,10,46.625999999999998,50,45.677999999999997,0.09,14.730119999999999,1.6272]
[0.04,10,46.722000000000001,50,46.289000000000001,0.105,20.049329999999998,1.6309]
[0.04,10,46.793999999999997,50,46.747999999999998,0.12,26.186880000000006,1.6337000000000002]
[0.04,10,46.847999999999999,50,47.106000000000002,0.13500000000000001,33.142770000000013,1.6357999999999999]
[0.04,10,46.890999999999998,50,47.393000000000001,0.15,40.917000000000002,1.6360999999999999]
[0.04,-30,15.362,30,-5.4972000000000003,1.50429E-2,0.41151379924693199,2.2333000000000003]
[0.04,-30,20.859000000000002,30,10.275,0.03,1.6366800000000004,2.4611999999999998]
[0.04,-30,22.373000000000001,30,16.565000000000001,4.4999999999999998E-2,3.6825299999999999,2.5198]
[0.04,-30,23.06,30,19.831,0.06,6.5467200000000014,2.5459000000000001]
[0.04,-30,23.451000000000001,30,21.823,7.4999999999999997E-2,10.22925,2.5606999999999998]
[0.04,-30,23.702000000000002,30,23.164000000000001,0.09,14.730119999999999,2.5703]
[0.04,-30,23.876999999999999,30,24.126999999999999,0.105,20.049329999999998,2.5769000000000002]
[0.04,-30,24.006,30,24.853000000000002,0.12,26.186880000000006,2.5819000000000001]
[0.04,-30,24.105,30,25.419,0.13500000000000001,33.142770000000013,2.5856999999999997]
[0.04,-30,24.183,30,25.873000000000001,0.15,40.917000000000002,2.5863]
[0.04,-20,18.106999999999999,30,0.63234999999999975,1.520785E-2,0.42063750775931674,1.8653500000000003]
[0.04,-20,22.524500000000003,30,13.583500000000001,0.03,1.6366800000000004,2.04915]
[0.04,-20,23.762999999999998,30,18.817,4.4999999999999998E-2,3.6825299999999999,2.0977999999999999]
[0.04,-20,24.324999999999999,30,21.534500000000001,0.06,6.5467200000000014,2.1196000000000002]
[0.04,-20,24.645,30,23.192500000000003,7.4999999999999997E-2,10.22925,2.1319999999999997]
[0.04,-20,24.8505,30,24.308500000000002,0.09,14.730119999999999,2.14]
[0.04,-20,24.993499999999997,30,25.11,0.105,20.049329999999998,2.1456]
[0.04,-20,25.099,30,25.714500000000001,0.12,26.186880000000006,2.14975]
[0.04,-20,25.18,30,26.186,0.13500000000000001,33.142770000000013,2.1529499999999997]
[0.04,-20,25.244,30,26.564,0.15,40.917000000000002,2.1534499999999999]
[0.04,-15,19.479500000000002,30,3.6971249999999998,1.5290325E-2,0.42519936201550912,1.6813750000000001]
[0.04,-15,20.4489375,30,6.5822812499999994,1.8967743750000002E-2,0.72806952151163196,1.7218125]
[0.04,-15,21.418375000000001,30,9.4674374999999991,2.26451625E-2,1.0309396810077547,1.7622500000000001]
[0.04,-15,22.387812500000003,30,12.35259375,2.6322581249999998E-2,1.3338098405038776,1.8026875000000002]
[0.04,-15,23.357250000000001,30,15.23775,0.03,1.6366800000000004,1.8431250000000001]
[0.04,-15,23.632437500000002,30,16.4140625,3.3750000000000002E-2,2.1481425000000001,1.8540437500000002]
[0.04,-15,23.907624999999999,30,17.590374999999998,3.7499999999999999E-2,2.659605,1.8649625000000001]
[0.04,-15,24.182812499999997,30,18.766687499999996,4.1249999999999995E-2,3.1710674999999999,1.8758812499999999]
[0.04,-15,24.457999999999998,30,19.942999999999998,4.4999999999999998E-2,3.6825299999999999,1.8868]
[0.04,-15,24.582874999999998,30,20.553812499999999,4.8750000000000002E-2,4.3985775,1.8917125000000001]
[0.04,-15,24.707749999999997,30,21.164625000000001,5.2499999999999998E-2,5.1146250000000002,1.896625]
[0.04,-15,24.832625,30,21.775437500000002,5.6249999999999994E-2,5.8306725000000004,1.9015374999999999]
[0.04,-15,24.9575,30,22.38625,0.06,6.5467200000000014,1.90645]
[0.04,-15,25.028624999999998,30,22.759,6.3750000000000001E-2,7.4673525000000005,1.9092499999999999]
[0.04,-15,25.09975,30,23.131750000000004,6.7500000000000004E-2,8.3879850000000005,1.9120499999999998]
[0.04,-15,25.170874999999999,30,23.504500000000004,7.1250000000000008E-2,9.3086175000000004,1.9148499999999999]
[0.04,-15,25.241999999999997,30,23.877250000000004,7.4999999999999997E-2,10.22925,1.9176499999999999]
[0.04,-15,25.287687499999997,30,24.128125000000004,7.8749999999999987E-2,11.3544675,1.9194499999999999]
[0.04,-15,25.333374999999997,30,24.379000000000001,8.249999999999999E-2,12.479685,1.9212500000000001]
[0.04,-15,25.379062499999996,30,24.629874999999998,8.6249999999999993E-2,13.6049025,1.9230500000000001]
[0.04,-15,25.42475,30,24.880749999999999,0.09,14.730119999999999,1.9248500000000002]
[0.04,-15,25.456499999999998,30,25.060937500000001,9.375E-2,16.059922499999999,1.9261250000000001]
[0.04,-15,25.488250000000001,30,25.241125,9.7500000000000003E-2,17.389724999999999,1.9274]
[0.04,-15,25.52,30,25.421312499999999,0.10125000000000001,18.719527499999998,1.9286749999999999]
[0.04,-15,25.551749999999998,30,25.601500000000001,0.105,20.049329999999998,1.9299499999999998]
[0.04,-15,25.575187499999998,30,25.737437500000002,0.10874999999999999,21.583717499999999,1.9308812499999999]
[0.04,-15,25.598624999999998,30,25.873375000000003,0.11249999999999999,23.118105,1.9318124999999999]
[0.04,-15,25.622062499999998,30,26.0093125,0.11624999999999999,24.652492500000001,1.93274375]
[0.04,-15,25.645499999999998,30,26.145250000000001,0.12,26.186880000000006,1.933675]
[0.04,-15,25.663499999999999,30,26.251312499999997,0.12375,27.925852500000005,1.9344000000000001]
[0.04,-15,25.6815,30,26.357374999999998,0.1275,29.664825000000008,1.935125]
[0.04,-15,25.6995,30,26.463437499999998,0.13125000000000001,31.40379750000001,1.9358499999999998]
[0.04,-15,25.717500000000001,30,26.569499999999998,0.13500000000000001,33.142770000000013,1.9365749999999999]
[0.04,-15,25.731750000000002,30,26.654499999999999,0.13875000000000001,35.08632750000001,1.9366874999999999]
[0.04,-15,25.746000000000002,30,26.7395,0.14250000000000002,37.029885000000007,1.9367999999999999]
[0.04,-15,25.760249999999999,30,26.8245,0.14624999999999999,38.973442500000004,1.9369124999999998]
[0.04,-15,25.7745,30,26.909500000000001,0.15,40.917000000000002,1.9370249999999998]
[0.04,-10,20.852,30,6.7618999999999998,1.5372800000000001E-2,0.42976121627170144,1.4974000000000001]
[0.04,-10,21.686500000000002,30,9.2944250000000004,1.9029600000000001E-2,0.73149091220377616,1.5323250000000002]
[0.04,-10,22.521000000000001,30,11.82695,2.2686399999999999E-2,1.0332206081358508,1.56725]
[0.04,-10,23.355499999999999,30,14.359475,2.6343199999999997E-2,1.3349503040679256,1.6021749999999999]
[0.04,-10,24.19,30,16.891999999999999,0.03,1.6366800000000004,1.6371]
[0.04,-10,24.430750000000003,30,17.936250000000001,3.3750000000000002E-2,2.1481425000000001,1.6467749999999999]
[0.04,-10,24.671500000000002,30,18.980499999999999,3.7499999999999999E-2,2.659605,1.65645]
[0.04,-10,24.91225,30,20.024749999999997,4.1249999999999995E-2,3.1710674999999999,1.6661250000000001]
[0.04,-10,25.152999999999999,30,21.068999999999999,4.4999999999999998E-2,3.6825299999999999,1.6758]
[0.04,-10,25.262249999999998,30,21.611249999999998,4.8750000000000002E-2,4.3985775,1.680175]
[0.04,-10,25.371499999999997,30,22.153500000000001,5.2499999999999998E-2,5.1146250000000002,1.68455]
[0.04,-10,25.48075,30,22.69575,5.6249999999999994E-2,5.8306725000000004,1.688925]
[0.04,-10,25.59,30,23.238,0.06,6.5467200000000014,1.6933]
[0.04,-10,25.652250000000002,30,23.568999999999999,6.3750000000000001E-2,7.4673525000000005,1.6958000000000002]
[0.04,-10,25.714500000000001,30,23.9,6.7500000000000004E-2,8.3879850000000005,1.6983000000000001]
[0.04,-10,25.77675,30,24.231000000000002,7.1250000000000008E-2,9.3086175000000004,1.7008000000000001]
[0.04,-10,25.838999999999999,30,24.562000000000001,7.4999999999999997E-2,10.22925,1.7033]
[0.04,-10,25.878999999999998,30,24.784750000000003,7.8749999999999987E-2,11.3544675,1.7049000000000001]
[0.04,-10,25.918999999999997,30,25.0075,8.249999999999999E-2,12.479685,1.7065000000000001]
[0.04,-10,25.958999999999996,30,25.230249999999998,8.6249999999999993E-2,13.6049025,1.7081]
[0.04,-10,25.998999999999999,30,25.452999999999999,0.09,14.730119999999999,1.7097]
[0.04,-10,26.02675,30,25.613,9.375E-2,16.059922499999999,1.71085]
[0.04,-10,26.054499999999997,30,25.773,9.7500000000000003E-2,17.389724999999999,1.712]
[0.04,-10,26.082249999999998,30,25.933,0.10125000000000001,18.719527499999998,1.71315]
[0.04,-10,26.11,30,26.093,0.105,20.049329999999998,1.7142999999999999]
[0.04,-10,26.130499999999998,30,26.213749999999997,0.10874999999999999,21.583717499999999,1.715125]
[0.04,-10,26.151,30,26.334499999999998,0.11249999999999999,23.118105,1.7159499999999999]
[0.04,-10,26.171500000000002,30,26.455249999999999,0.11624999999999999,24.652492500000001,1.7167749999999999]
[0.04,-10,26.192,30,26.576000000000001,0.12,26.186880000000006,1.7176]
[0.04,-10,26.207750000000001,30,26.670249999999999,0.12375,27.925852500000005,1.7182500000000001]
[0.04,-10,26.223500000000001,30,26.764499999999998,0.1275,29.664825000000008,1.7189000000000001]
[0.04,-10,26.239249999999998,30,26.858750000000001,0.13125000000000001,31.40379750000001,1.7195499999999999]
[0.04,-10,26.254999999999999,30,26.952999999999999,0.13500000000000001,33.142770000000013,1.7202]
[0.04,-10,26.267499999999998,30,27.028500000000001,0.13875000000000001,35.08632750000001,1.7202999999999999]
[0.04,-10,26.28,30,27.103999999999999,0.14250000000000002,37.029885000000007,1.7203999999999999]
[0.04,-10,26.2925,30,27.179499999999997,0.14624999999999999,38.973442500000004,1.7204999999999999]
[0.04,-10,26.305,30,27.254999999999999,0.15,40.917000000000002,1.7205999999999999]
[0.04,10,25.611999999999998,30,18.396000000000001,1.5313500000000001E-2,0.42645203554770011,0.74369000000000007]
[0.04,10,27.222999999999999,30,23.465,0.03,1.6366800000000004,0.81616]
[0.04,10,27.683,30,25.545999999999999,4.4999999999999998E-2,3.6825299999999999,0.83592999999999995]
[0.04,10,27.893000000000001,30,26.626999999999999,0.06,6.5467200000000014,0.84477000000000002]
[0.04,10,28.012,30,27.286999999999999,7.4999999999999997E-2,10.22925,0.84984000000000004]
[0.04,10,28.088000000000001,30,27.731000000000002,0.09,14.730119999999999,0.85312999999999994]
[0.04,10,28.140999999999998,30,28.050999999999998,0.105,20.049329999999998,0.85542999999999991]
[0.04,10,28.181000000000001,30,28.291,0.12,26.186880000000006,0.85712999999999995]
[0.04,10,28.210999999999999,30,28.478999999999999,0.13500000000000001,33.142770000000013,0.85842999999999992]
[0.04,10,28.234999999999999,30,28.63,0.15,40.917000000000002,0.85865999999999998]